## Elementary
DCPS, Food and Nuttition Services (FNS)
SOLICITATION NO: GAGA-2017-I-0028
Hot Food Equipment Maintenance, Repair, and Service
Attachment J.10, Inventory List
School Name | School Type |  | Make | Model | Gas | Electric | Serial Number
Aiton Elementary School | Elementary | Walk In Freezer | Kelvinator | R49-S |  | X | 120220008
Aiton Elementary School | Elementary | Walk In Refrigerator | Norlake | PMKLF46CR |  | X | 100699
Aiton Elementary School | Elementary | Walk In Refrigerator | Norlake | KL26X66 |  | X | Unidentified
Aiton Elementary School | Elementary | Walk In Refrigerator | Bally | 367753W |  | X | dX1507418-01
Aiton Elementary School | Elementary | Reach In Refrigerator | Superior | R49-S |  | X | 12020008
Aiton Elementary School | Elementary | Combination Oven Top | Blodgett | Zephaire | X |  | Unidentified
Aiton Elementary School | Elementary | Combination Oven Bottom | Blodgett | Zephaire | X |  | Unidentified
Aiton Elementary School | Elementary | Convection Oven | Blodgett | Zephaire | X |  | Unidentified
Aiton Elementary School | Elementary | Steam Table | Wells | MOD400TOM |  | X | Unidentified
Aiton Elementary School | Elementary | Milk Cooler | Beverage Air | SMF58 |  | X | Unidentified
Aiton Elementary School | Elementary | Warmer | Vulcan | VHFA18-1 |  | X | 52-1003569
Aiton Elementary School | Elementary | POS Table | Delfield | KCS36 |  | X | 0501036000539M
Aiton Elementary School | Elementary | Steamer | South Bend | E218-5 |  | X | 95688-8MM-2814
Aiton Elementary School | Elementary | 3 Compartment Sink | Unidentified | Unidentified |  |  | Unidentified
Amidon-Bowen Elementary School | Elementary | Walk In Refrigerator | Norlake | KLB45CR50989 |  | X | 5081402
Amidon-Bowen Elementary School | Elementary | Convection Oven | Imperial | CUGI |  | X | 02323815
Amidon-Bowen Elementary School | Elementary | Steam Table | Duke | DCHB3HFM |  | X | 12090960
Amidon-Bowen Elementary School | Elementary | Walk In Freezer | Norlake | PMKLF46VR83161 |  | X | 100709
Amidon-Bowen Elementary School | Elementary | Milk Cooler | Unidentified | Unidentified |  | x | Unidentified
Amidon-Bowen Elementary School | Elementary | Warmer Double | Vulcan | Unidentified |  | x | Unidentified
Amidon-Bowen Elementary School | Elementary | Milk Cooler | Beverage Air | SM49W |  | x | 9202055
Amidon-Bowen Elementary School | Elementary | Steamer | LoLo | ST6E |  | x | J17226111
Amidon-Bowen Elementary School | Elementary | Reach In Fridge | CELU | 1022508254 |  | x | 6084120314040341
Amidon-Bowen Elementary School | Elementary | Reach In Fridge | CELU | 1022508254 |  | x | 6084120314044374
Anacostia High School | High School | Display Warmer | Hatco | GRSDS60D |  | x | 9828471210
Anacostia High School | High School | Slicer | Globe | 3975 |  | x | 398219
Anacostia High School | High School | Tilt Skillet | Market Forge | Unidentified |  | x | Unidentified
Anacostia High School | High School | Stove | Garland | Unidentified |  | x | Unidentified
Anacostia High School | High School | Soup Kettle | Cleveland | Unidentified |  | x | Unidentified
Anacostia High School | High School | Steamer | Intek | xsg5 |  | x | 4923
Anacostia High School | High School | Warmer | Victory | HS2097pt |  | x | c1200827
Anacostia High School | High School | Ice Machine | Manitwoc | s320 |  | x | 30821268
Anacostia High School | High School | Cooler | Victory | hs2097pt |  | x | c1200839
Anacostia High School | High School | Pizza Maker | nu vu | Unidentified |  | x | Unidentified
Anacostia High School | High School | Convection Oven | Lang | yc4gd10 |  | x | 541053686
Anacostia High School | High School | Convection Oven | Vulcan | vc4ed | x |  | 1020208
Anacostia High School | High School | Convection Oven | Vulcan | vc4ed | x |  | Unidentified
Anacostia High School | High School | Walk in Fridge | Kolpak | 20x15x6 |  | x | 4100463632
Anacostia High School | High School | Walk in Freezer | Kolpak | 410043632b |  | x | b120x15x86
Anacostia High School | High School | Display Warmer | Hatco | Unidentified |  | x | Unidentified
Anacostia High School | High School | Drawer Warmer | Wells | mz6md |  | x | 26hd5512A01
Anacostia High School | High School | Drawer Warmer | Wells | mz6md |  | x | 1dw26hd0312a0014
Anacostia High School | High School | Cold Line | Wells | Unidentified |  | x | Unidentified
Anacostia High School | High School | Cold Line | TRUE | tssu60116 |  | x | 7253276
Anacostia High School | High School | Cold Line | Atlas | wcm2 |  | x | 41812a
Anacostia High School | High School | Salad Bar | Atlas | wm5 |  | x | 528212a
Ballou High/STAY School | High School & Adult Education | Warmer | Crescor | h137 |  | x | ua12d
Ballou High/STAY School | High School & Adult Education | reach in fridge | Contential | dl2r1sa |  | x | 154a5583
Ballou High/STAY School | High School & Adult Education | Line cooler | Contential | sw4812 |  | x | 15447498
Ballou High/STAY School | High School & Adult Education | Serving Line | Wells | Unidentified |  | x | Unidentified
Ballou High/STAY School | High School & Adult Education | Serving Line | wells | Unidentified |  | x | Unidentified
Ballou High/STAY School | High School & Adult Education | Cooler | Contential | sm46118m |  | x | 15447499
Ballou High/STAY School | High School & Adult Education | Serving Line | Wells | Unidentified |  | x | Unidentified
Ballou High/STAY School | High School & Adult Education | Cooler | oasis | b32ew |  | x | 022293hr69133
Ballou High/STAY School | High School & Adult Education | Cooler | oasis | b32ew |  | x | 022293hr269130
Ballou High/STAY School | High School & Adult Education | Cooler | oasis | b32ew |  | x | 022293hr269132
Ballou High/STAY School | High School & Adult Education | Cooler | oasis | b32ew |  | x | 022293hr269131
Ballou High/STAY School | High School & Adult Education | Serving Line | Delfield | Unidentified |  | x | Unidentified
Ballou High/STAY School | High School & Adult Education | Cooler | Contential | dl2r1sa |  | x | 15451445
Ballou High/STAY School | High School & Adult Education | Warmer | Crescor | Unidentified |  | x | Unidentified
Ballou High/STAY School | High School & Adult Education | Warmer | Crescor | Unidentified |  | x | Unidentified
Ballou High/STAY School | High School & Adult Education | Warmer | Crescor | Unidentified |  | x | Unidentified
Ballou High/STAY School | High School & Adult Education | Cooler | Contential | dl2r1sa |  | x | 154a5584
Ballou High/STAY School | High School & Adult Education | Ice Machine | Hoshizaki | Unidentified |  | x | Unidentified
Ballou High/STAY School | High School & Adult Education | Slicer | Omas | cxmatic330n |  | x | 32
Ballou High/STAY School | High School & Adult Education | Chill Blaster | American Panel | ap10bcf1002 |  | x | 1114101871
Ballou High/STAY School | High School & Adult Education | Mixer | Varimixer | w2oj |  | x | 20014192
Ballou High/STAY School | High School & Adult Education | Grill | Southbend | p36cccc | x |  | 4d88292
Ballou High/STAY School | High School & Adult Education | Stove | Southbend | p48dbbbb | x |  | 14d88294
Ballou High/STAY School | High School & Adult Education | Tilt Skillet | Southbend | Unidentified |  | x | Unidentified
Ballou High/STAY School | High School & Adult Education | Convection Oven | Southbend | Unidentified | x |  | Unidentified
Ballou High/STAY School | High School & Adult Education | Convection Oven | Southbend | Unidentified | x |  | Unidentified
Ballou High/STAY School | High School & Adult Education | Reach in fridge | Contential | dl2r1sa |  | x | 15470991
Ballou High/STAY School | High School & Adult Education | mixer | Varimixer | w60a |  | x | 6004993
Ballou High/STAY School | High School & Adult Education | Steamer | Southbend | Unidentified |  | x | Unidentified
Ballou High/STAY School | High School & Adult Education | Steamer | Southbend | Unidentified |  | x | Unidentified
Ballou High/STAY School | High School & Adult Education | Soup Kettle | Cleveland | kgl4ot |  | x | blocked
Ballou High/STAY School | High School & Adult Education | Soup Kettle | Cleveland | kl4ot |  | x | 40723053850
Ballou High/STAY School | High School & Adult Education | Walk in fridge | Bally | 347753a |  | x | dx130791501
Ballou High/STAY School | High School & Adult Education | Walk in Freezer | Bally | 347753b |  | x | dx130791502
Ballou High/STAY School | High School & Adult Education | Dish Machine | Insinger | Unidentified |  | x | Unidentified
Bancroft Elementary School | Elementary | 2DR Reach In Refrigerator | TRUE | STR2R-2S |  | x | 8954115
Bancroft Elementary School | Elementary | 4DR Reach In Holding Refrigerator | TRUE | STR2R-4HS |  | x | 8954114
Bancroft Elementary School | Elementary | Convection Oven | Blodgett | Zephaire |  | x | 071316CE043B
Bancroft Elementary School | Elementary | Convection Oven | Blodgett | Zephaire |  | x | 071316CE042T
Bancroft Elementary School | Elementary | Convection Oven | Blodgett | Zephaire |  | x | 071316CE041T
Bancroft Elementary School | Elementary | Convection Oven | Blodgett | Zephaire |  | x | 071316CE044B
Bancroft Elementary School | Elementary | Steamer | Cleveland | 24CGA10.2 |  | x | 160723055202
Bancroft Elementary School | Elementary | 4-Burner Range | Vulcan | V4B36C |  | x | 481845267
Bancroft Elementary School | Elementary | Warmer | Vulcan | VHFA18-1 |  | x | 52-1003518
Bancroft Elementary School | Elementary | Warmer | Vulcan | VBP151-1 |  | x | CF-1004112
Bancroft Elementary School | Elementary | Walk-in Freezer | TAFCO | 8-6-F-TSC |  | x | 114-0508-TB
Bancroft Elementary School | Elementary | Walk-in Refrigerator | Thermo Kool | unidentified |  | x | 61092ALTO
Bancroft Elementary School | Elementary | Steam Table | Wells | MOD400TOM |  | x | M4TD1009A0023
Bancroft Elementary School | Elementary | Milk Cooler | TRUE | TMC-58 |  | x | 8806973
Bancroft Elementary School | Elementary | Disposal | Insinkerator | SS100-28 |  | x | 10049078395
Barnard Elementary School | Elementary | Steamer | LOLO | ST-GE |  | X | J172295-1-1
Barnard Elementary School | Elementary | Reach in Refrigerator | Superior | R49-S |  | X | R49S-12020017
Barnard Elementary School | Elementary | Reach in Fridge | TRUE | TS-49 |  | X | 7133469
Barnard Elementary School | Elementary | Warmer | Metro | Unidentified |  | X | Unidentified
Barnard Elementary School | Elementary | Oven | Blodgett | Unidentified | X |  | Unidentified
Barnard Elementary School | Elementary | Oven | Blodgett | Unidentified | X |  | Unidentified
Barnard Elementary School | Elementary | Walk In Freezer | Norlake | KLF46-CR |  | X | Unidentified
Barnard Elementary School | Elementary | Walk In Refrigerator | Norlake | KLB46-CR |  | X | Unidentified
Barnard Elementary School | Elementary | Service Line | Wells | MOD400TOM |  | X | Unidentified
Barnard Elementary School | Elementary | Reach in Freezer | Kelvinator | KCBM48F |  | X | Unidentified
Barnard Elementary School | Elementary | Reach in Refrigerator | Kelvinator | KCBM48R |  | X | Unidentified
Barnard Elementary School | Elementary | Reach in Refrigerator | Kelvinator | KCBM48R |  | X | Unidentified
Barnard Elementary School | Elementary | Warmer | FWE | MTU12 |  | X | 8209045
Barnard Elementary School | Elementary | Salad Bar | Atlas Metal | Unidentified |  | X | 13021358A
Barnard Elementary School | Elementary | Milk Cooler | TRUE | TMC-49-5-ss |  | X | 7259893
Beers Elementary School | Elementary | Steamer | Southbend | ez185 |  | x | 9192112k3877
Beers Elementary School | Elementary | Stove | Southbend | p36cbbb | x |  | 13e68919
Beers Elementary School | Elementary | Reach in fridge | Kelvenatior | 12505228254 |  | x | 911703030004
Beers Elementary School | Elementary | Walk in Freezer | Norlake | Unidentified |  | x | Unidentified
Beers Elementary School | Elementary | Reach in Fridge | x | r235 |  | x | 12030039
Beers Elementary School | Elementary | warmer | Crescor | Unidentified |  | x | Unidentified
Beers Elementary School | Elementary | Convection Oven | imperial | Unidentified | x |  | Unidentified
Beers Elementary School | Elementary | Convection Oven | Blodgett | Unidentified | x |  | Unidentified
Beers Elementary School | Elementary | Walk in Freezer | Norlake | klf66cr80092 |  | x | 80452
Beers Elementary School | Elementary | Walk in fridge | Norlake | 3628 |  | x | 365186
Beers Elementary School | Elementary | Serving Line | Wells | 100400tdm |  | x | m4td1109a0045
Beers Elementary School | Elementary | Milk Cooler | Kelvenatior | 12505229428 |  | x | 914303006
Benjamin Banneker High School | High School | 2 Compartment Sink | Unidentified | Unidentified |  | x | Unidentified
Benjamin Banneker High School | High School | 3 Compartment Sink | Unidentified | Unidentified |  | x | Unidentified
Benjamin Banneker High School | High School | 6 Burner Range | Thermadore | Unidentified | x |  | 81050064
Benjamin Banneker High School | High School | Cold Serving Line | Randall | 9957SCR |  | x | W000060822
Benjamin Banneker High School | High School | Cold Serving Line | Randall | 9928SCA |  | x | W000060812
Benjamin Banneker High School | High School | Convection Oven | Imperial | ICVG-2-A | x |  | 8414415
Benjamin Banneker High School | High School | Convection Oven | Imperial | ICVG-2-A | x |  | 8414415
Benjamin Banneker High School | High School | Convection Oven | Hobart | Unidentified | x | x | Unidentified
Benjamin Banneker High School | High School | Convection Oven | Hobart | Unidentified | x |  | Unidentified
Benjamin Banneker High School | High School | Display Cooler | Unidentified | Unidentified |  | x | Unidentified
Benjamin Banneker High School | High School | Display Countertop Refrigerator | TRUE | GDM-05 |  | x | 7023295
Benjamin Banneker High School | High School | Disposal | Insinkerator | SS76-27 |  | x | 6099035828
Benjamin Banneker High School | High School | Hot Serving Line | Atlas Metal | RSSM4478SC-3 |  | x | 80819511792
Benjamin Banneker High School | High School | Ice Machine | Manitowac | QD0323W |  | x | 30864562
Benjamin Banneker High School | High School | Pizza Warming Station | Hatco | Unidentified |  | x | Unidentified
Benjamin Banneker High School | High School | Power Bake | Randell | 401M |  | x | W000060014
Benjamin Banneker High School | High School | Salad Bar Station | Duke Mfg Co | HB4CM-M |  | x | *08113195
Benjamin Banneker High School | High School | Salad Bar Station | Duke Mfg Co | HB4CM-M |  | x | *08113194
Benjamin Banneker High School | High School | UltraSkillet | Market Forge | Unidentified |  | x | Unidentified
Benjamin Banneker High School | High School | Walk-in Refrigerator | TAFCO | 8-8-F |  | x | 8785
Benjamin Banneker High School | High School | Walk-in Refrigerator | Unidentified | Unidentified |  | x | Unidentified
Benjamin Banneker High School | High School | Warmer | *FEW | MTU-12 |  | x | 8209055
Benjamin Banneker High School | High School | Warmer | Vulcan | VBP151-1 |  | x | 126360-BJ
Benjamin Banneker High School | High School | Warmer | Vullcan | VBP151-1 |  | x | 126360-BJ
Benjamin Banneker High School | High School | Warmer | ServoLift | 1900 |  | x | Unidentified
Brent Elementary School | Elementary | Steamer | LoLo | stge |  | X | J171289-1-1
Brent Elementary School | Elementary | Walk In Refrigerator | Norlake | 8256 |  | X | 5000083003
Brent Elementary School | Elementary | Convection Oven | Blodgett | Zephaire | X |  | 8580
Brent Elementary School | Elementary | Steam Table | Wells | m00400tdm |  | X | AOTL284
Brent Elementary School | Elementary | Milk Cooler | Beverage Air | sm34n |  | X | 5907416
Brent Elementary School | Elementary | Warmer | Vulcan | vb151-1 |  | X | 5000008466, 5000083010
Brent Elementary School | Elementary | Walk In Freezer | Norlake | klf66cr80092 |  | X | 5000068591
Brent Elementary School | Elementary | reach in Refrigerator | continental | Unidentified |  | x | Unidentified
Brent Elementary School | Elementary | oven | southbend | slgbs22sc |  | x | 13eg8948
Brent Elementary School | Elementary | walk in freezer | norladk | pmklf46cr83161 |  | x | 100700
Brent Elementary School | Elementary | Preparation Table | Not Available | Unidentified |  | X | 8587 8584 8574 8570 7731
Brightwood Education Campus | Education Campus | 1 DR Reach In Refrigerator | Continental | D11RESSPT |  | x | 14612920
Brightwood Education Campus | Education Campus | 1 DR Reach In Refrigerator | Continental | D11RESSPT |  | x | 14612921
Brightwood Education Campus | Education Campus | 2 DR Reach In Refrigerator | kelvinator | KCBM48R |  | x | Unidentified
Brightwood Education Campus | Education Campus | 2 DR Warmer | Continental | DL2WE-SS-PT |  | x | 14612159
Brightwood Education Campus | Education Campus | 3-Compartment Sink | unidentified | unidentified |  | x | Unidentified
Brightwood Education Campus | Education Campus | Cold Serving Line | SecoSelect | CTC-76 |  | x | 092616-12
Brightwood Education Campus | Education Campus | Convection Oven | Blodgett | unidentified | x |  | Unidentified
Brightwood Education Campus | Education Campus | Convection Oven | Blodgett | unidentified | x |  | Unidentified
Brightwood Education Campus | Education Campus | Convection Oven | imperial | unidentified | x |  | Unidentified
Brightwood Education Campus | Education Campus | Convection Oven | imperial | unidentified | x |  | Unidentified
Brightwood Education Campus | Education Campus | Milk Cooler | BeverageAir | SMF34 |  | x | 3342177
Brightwood Education Campus | Education Campus | Milk Cooler | BeverageAir | SMF49 |  | x | 7506256
Brightwood Education Campus | Education Campus | Milk Cooler | BeverageAir | SM49N |  | x | Unidentified
Brightwood Education Campus | Education Campus | Milk Cooler | BeverageAir | unidentified |  | x | Unidentified
Brightwood Education Campus | Education Campus | Steam Table | SecoSelect | HC-76 |  | x | 092616-06
Brightwood Education Campus | Education Campus | Steam Table | SecoSelect | HC-77 |  | x | 092616-09
Brightwood Education Campus | Education Campus | Walk-in Freezer | Norlake | unidentified |  | x | Unidentified
Brightwood Education Campus | Education Campus | Walk-In Refrigerator & Freezer | Norlake | FTC01382-26L26l4269 |  | x | 4121013
Brookland Middle School | Middle School | Stove Top Range | Garland | Unidentified | X |  | Unidentified
Brookland Middle School | Middle School | Steamer | Groen | Xsg-5 | X |  | j153829-1-1
Brookland Middle School | Middle School | Walk In Refrigerator | Modularm | 75b |  | X | Unidentified
Brookland Middle School | Middle School | Reach In Refrigerator | Victory | Unidentified |  | X | Unidentified
Brookland Middle School | Middle School | Combination Oven | Rational | scc we 102 |  | X | Unidentified
Brookland Middle School | Middle School | Convection Oven | Garland | mco-gs-10s | X |  | Unidentified
Brookland Middle School | Middle School | Steam Table | Shelleysteer | sh-5-nu |  | X | Unidentified
Brookland Middle School | Middle School | Milk Cooler | TRUE | Unidentified |  | X | Unidentified
Brookland Middle School | Middle School | Warmer | Victory | Unidentified |  | X | Unidentified
Brookland Middle School | Middle School | Freezer | Modularm | Unidentified |  | X | Unidentified
Browne Education Campus | Education Campus | cooler | Kool aire | k570 |  | x | 1120029690
Browne Education Campus | Education Campus | Reach in Fridge | TRUE | ts49 |  | x | 7115760
Browne Education Campus | Education Campus | Convection Oven | Vulcan | Unidentified | x |  | Unidentified
Browne Education Campus | Education Campus | Combo Stove | Vulcan | Unidentified | x |  | Unidentified
Browne Education Campus | Education Campus | Flat Top | Lang | Unidentified | x |  | Unidentified
Browne Education Campus | Education Campus | warmer | Vulcan | Unidentified |  | x | Unidentified
Browne Education Campus | Education Campus | Walk in Fridge | Bally | 3677.53w |  | x | dx160390102
Browne Education Campus | Education Campus | Walk in Fridge | Norlake | 26569klc7766cc36 |  | x | 3090236
Browne Education Campus | Education Campus | Walk In Freezer | Bally | 367753pw |  | x | dx13090101
Browne Education Campus | Education Campus | Milk Cooler | Bev Aire | sm49nw |  | x | 11300379
Browne Education Campus | Education Campus | warmer | vulcan | Unidentified |  | x | Unidentified
Browne Education Campus | Education Campus | Milk Cooler | Galley | Unidentified |  | x | Unidentified
Browne Education Campus | Education Campus | Serving Line | Wells | 400400tdm |  | x | M4dtd1009a0026
Browne Education Campus | Education Campus | Serving Line | Volltrain | m370660001efa |  | x | a22800435246001
Browne Education Campus | Education Campus | Milk Cooler | Galley | Unidentified |  | x | Unidentified
Browne Education Campus | Education Campus | oven | Blodgett | Unidentified |  | X | Unidentified
Browne Education Campus | Education Campus | Serving Line (Hot) | Precision | SST-2004 |  | X | Unidentified
Browne Education Campus | Education Campus | serving line | Delfield | KCSC-60-B |  | X | 0501036000538M
Browne Education Campus | Education Campus | milk cooler | Continental | MC4-SS-S |  | X | 147A3417
Bruce-Monroe Elementary School @ Park View | Elementary | Steamer | Lolo | ST-6E |  | x | J170503-1-41
Bruce-Monroe Elementary School @ Park View | Elementary | Walk In Freezer | Norlake | DMK6F46-CR85991 |  | x | 1020781
Bruce-Monroe Elementary School @ Park View | Elementary | Walk in Fridge | Unidentified | Unidentified |  | x | Unidentified
Bruce-Monroe Elementary School @ Park View | Elementary | Reach in Fridge | TRUE | TS-49 |  | X | 5146145
Bruce-Monroe Elementary School @ Park View | Elementary | Reach in Fridge | TRUE | TS-49 |  | x | Unidentified
Bruce-Monroe Elementary School @ Park View | Elementary | Reach in Fridge | TRUE | T-23 |  | x | 7178178
Bruce-Monroe Elementary School @ Park View | Elementary | Reach in Fridge | Kelvenatior | Unidentified |  | x | 12505228254
Bruce-Monroe Elementary School @ Park View | Elementary | Milk Cooler | Kelvenatior | Unidentified |  | x | 12505229428
Bruce-Monroe Elementary School @ Park View | Elementary | Steamer | Atlas | RM-4 |  | x | 15084472A
Bruce-Monroe Elementary School @ Park View | Elementary | Warmer | FWE | MTV-12 |  | x | 72248201
Bruce-Monroe Elementary School @ Park View | Elementary | Convection Oven | Imperial | ICVE-1 | x |  | 2532015
Bruce-Monroe Elementary School @ Park View | Elementary | Serving Line | Wells | Unidentified |  | x | Unidentified
Bunker Hill Elementary School | Elementary | Walk In Refrigerator | Hobart | W |  | X | 53871425
Bunker Hill Elementary School | Elementary | Walk In Refrigerator | Norlake | PMKLF46-CR 85991 |  | X | 0-1020768
Bunker Hill Elementary School | Elementary | Convection Oven | Blodgett | D031570 |  | X | Unidentified
Bunker Hill Elementary School | Elementary | Convection Oven | Blodgett | D031571 |  | X | 0202012a040T
Bunker Hill Elementary School | Elementary | Steam Table | Unidentifiable | 1DD400TDM |  | X | Unidentified
Bunker Hill Elementary School | Elementary | Milk Cooler | Wells | BMM-500 |  | X | 34302
Bunker Hill Elementary School | Elementary | Cooler | Wells | AFCP-3-7 |  | X | M4TD0909A0036
Bunker Hill Elementary School | Elementary | Salad Bar | Vollrath | M37075-00002EFA |  | X | 34302
Bunker Hill Elementary School | Elementary | Service Line | Wells | MOD400TOM |  | X | Unidentified
Bunker Hill Elementary School | Elementary | Warmer | Vulcan | VBP151-1 |  | X | CF-1004134
Bunker Hill Elementary School | Elementary | Reach in Fridge | McCall | 2-2020C |  | X | S-785224
Bunker Hill Elementary School | Elementary | Steamer | Sterling | SP208-6-1MF00 |  | X | 1966101
Burroughs Elementary School | Elementary | Milk Cooler | Beverage Aire | Unidentified |  | X | Unidentified
Burroughs Elementary School | Elementary | Milk Cooler | Continential | MC4-SS-S |  | X | 147A3417
Burroughs Elementary School | Elementary | Walk In Cooler | Tafco | Unidentified |  | X | Unidentified
Burroughs Elementary School | Elementary | Reach In Freezer | TRUE | T-49F |  | X | 1-2800629
Burroughs Elementary School | Elementary | oven | Blodgett | Unidentified |  | X | Unidentified
Burroughs Elementary School | Elementary | oven | Blodgett | Unidentified |  | X | Unidentified
Burroughs Elementary School | Elementary | Serving Line (Hot) | Precision | SST-2004 |  | X | Unidentified
Burroughs Elementary School | Elementary | serving line | Delfield | KCSC-60-B |  | X | 0501036000538M
Burroughs Elementary School | Elementary | milk cooler | Continental | MC4-SS-S |  | X | 147A3417
Burrville Elementary School | Elementary | Double Oven | Blodgett | Unidentified | x |  | 0202012A040T
Burrville Elementary School | Elementary | Double Oven | Imperial | Unidentified |  | x | Unidentified
Burrville Elementary School | Elementary | Walk in Fridge | Hobart | Unidentified |  | x | Unidentified
Burrville Elementary School | Elementary | Freezer Walk-in | Norlake | 46CRNOC |  | x | 01020768
Burrville Elementary School | Elementary | Reach in Fridge | McCall | 2-202-0C |  | x | 785224
Burrville Elementary School | Elementary | Warmer | Vulcan | VBP151-1 | x |  | CF-1004134
Burrville Elementary School | Elementary | Steamer | Sterling | SP208-61mF00 |  | x | 1966101
Burrville Elementary School | Elementary | Milk Cooler | Precision | BM500 |  | x | 34302
Burrville Elementary School | Elementary | Service Line | Wells | MOD400TOM |  | x | Unidentified
C.W. Harris Elementary School | Elementary | Walk In Fridge | Norlake | KLC7766CL36 |  | X | 03090242
C.W. Harris Elementary School | Elementary | Walk In Fridge | Norlake | Unidentified |  | X | Unidentified
C.W. Harris Elementary School | Elementary | Reach In Fridge | Superior | R49-S |  | X | 12050044
C.W. Harris Elementary School | Elementary | Warmer | CresCor | H339128C |  | X | GJJK5577
C.W. Harris Elementary School | Elementary | Service Line | Delfield | N8759-D |  | X | 0809150002613
C.W. Harris Elementary School | Elementary | Combination Oven Double | Blodgett | Zephaire | X |  | 1016872
C.W. Harris Elementary School | Elementary | Convection Oven -Bottom | Blodgett | Zephaire | X |  | 1016871
C.W. Harris Elementary School | Elementary | Milk cooler | TRUE | TMC-49 |  | X | 5080040
C.W. Harris Elementary School | Elementary | Warmer | FWE | MTU-12 |  | X | 08218055
C.W. Harris Elementary School | Elementary | Steamer | LOLO | ST-6E |  | X | J169462-1-1
C.W. Harris Elementary School | Elementary | Reach In Fridge | TRUE | TS-49 |  | X | 72629-7
C.W. Harris Elementary School | Elementary | Walk in Freezer | Norlake | KLF66WR |  | X | 00080465
Capitol Hill Montessori @ Logan | Elementary | Reach in Fridge | Randell | Unidentified |  | x | Unidentified
Capitol Hill Montessori @ Logan | Elementary | Stand up Freezer | ASHT | Unidentified |  | x | Unidentified
Capitol Hill Montessori @ Logan | Elementary | Convection Oven | Rational | scc62 | x |  | e62sg11082267051
Capitol Hill Montessori @ Logan | Elementary | Convection Oven | Blodgett | Zepharrie | x |  | 0914007a008f
Capitol Hill Montessori @ Logan | Elementary | Walk in Freezer | Norlake | Locked |  | x | Locked
Capitol Hill Montessori @ Logan | Elementary | walk in fridge | Norlake | Locked |  | x | Locked
Capitol Hill Montessori @ Logan | Elementary | Stove | Southbend | se38dbbb |  | x | 11h31260
Capitol Hill Montessori @ Logan | Elementary | Dish Machine | Hobart | am15vl |  | x | 231132564
Capitol Hill Montessori @ Logan | Elementary | Milk Cooler | Norlake | Unidentified |  | x | 103090400
Capitol Hill Montessori @ Logan | Elementary | Serving Line | Atlas | w1hdme4 |  | x | 15095598a
Capitol Hill Montessori @ Logan | Elementary | Warmer | Vulcan | Unidentified |  | x | Unidentified
Cardozo Education Campus | Education Campus | Walk-in Refrigerator | Bally | 75LC |  | x | DX1301793-01
Cardozo Education Campus | Education Campus | Walk-in Freezer | Bally | 3677.5.3 |  | x | DX1301793-02
Cardozo Education Campus | Education Campus | 4-DR Warmer | Continental | DL2WE-GD-PTHD |  | x | 15362471
Cardozo Education Campus | Education Campus | 4-DR Warmer | Continental | DL2WE-GD-PTHD |  | x | 15562470
Cardozo Education Campus | Education Campus | Steamer | Southbend | SX-55EC |  | x | 88512-4JJ-1203
Cardozo Education Campus | Education Campus | Self Cooking Center | Rational | SCC-WE 102G |  | x | G125H13032343512
Cardozo Education Campus | Education Campus | Self Cooking Center | Rational | SCC-WE 102G |  | x | G125H13032343513
Cardozo Education Campus | Education Campus | 2 DR Holding Refrigerator | Continental | DL1RE-GD-PTHD | x |  | 15351428
Cardozo Education Campus | Education Campus | 2 DR Holding Refrigerator | Continental | DL1RE-GD-PTHD | x |  | 15351429
Cardozo Education Campus | Education Campus | 6 Burner Range | Southbend | P36A-BBB |  |  | 13E67357
Cardozo Education Campus | Education Campus | Convection Oven | Southbend | SLGS/22SC | x |  | Unidentified
Cardozo Education Campus | Education Campus | Convection Oven | Southbend | SLGS/22SC | x |  | Unidentified
Cardozo Education Campus | Education Campus | Convection Oven | Southbend | SLGS/22SC | x |  | 13E67786
Cardozo Education Campus | Education Campus | Convection Oven | Southbend | SLGS/22SC | x |  | 13E67542
Cardozo Education Campus | Education Campus | Convection Oven | Southbend | SLGS/22SC | x |  | 13E67885
Cardozo Education Campus | Education Campus | Convection Oven | Southbend | SLGS/22SC | x |  | 13E67885
Cardozo Education Campus | Education Campus | Ice Machine | Manitowac | B420 |  | x | 1101195432
Cardozo Education Campus | Education Campus | Dishwasher | Thermokoo | 44DR |  | x | RE13056960
Cardozo Education Campus | Education Campus | Disposal | Insinkerator | SS200-29 |  | x | 13049111913
Cardozo Education Campus | Education Campus | Roll up DR Display Refrigerator | TRUE | TAC-36 |  | x | 7741031
Cardozo Education Campus | Education Campus | Deli Display Case |  | DOS-4837R |  | x | 0102743 AR259859
Cardozo Education Campus | Education Campus | Deli Display Case |  | DOS-4837R |  | x | 0102743 AR259860
Cardozo Education Campus | Education Campus | Refrigerated Serving Line | Atlas Metal | WCM-2 |  | x | 20130100169-A
Cardozo Education Campus | Education Campus | Refrigerated Serving Line | Atlas Metal | WCM-2 |  | x | 20130100280-A
Cardozo Education Campus | Education Campus | Refrigerated Serving Line | Atlas Metal | WCM-2 |  | x | 20130100281-A
Cardozo Education Campus | Education Campus | Countertop Warming Station | Hatco | GRBW-60 |  | x | 3490061220
Cardozo Education Campus | Education Campus | Countertop Warming Station | Hatco | GRBW-60 |  | x | 3490061320
Cardozo Education Campus | Education Campus | Countertop Warming Station | Hatco | GRSDS-60D |  | x | 3490511320
Cardozo Education Campus | Education Campus | Steam Table | Piper | unidentified |  | x | Unidentified
Cardozo Education Campus | Education Campus | Milk Cooler | Continental | MC4-D |  | x | 15352307
Cardozo Education Campus | Education Campus | Milk Cooler | Continental | MC4-D |  | x | 15352308
Cardozo Education Campus | Education Campus | 4 DR Reach In Refrigerator | Continental | DL2R-HD |  | x | 15351827
Cardozo Education Campus | Education Campus | 4 DR Reach In Refrigerator | Continental | DL2R-HD |  | x | 15351828
Cardozo Education Campus | Education Campus | Combonation oven | Rational | sccwe1025 |  |  | g125h13022343512
Cardozo Education Campus | Education Campus | Processor | RoboCoupe | R602V Series E |  | x | Unidentified
Cleveland Elementary School | Elementary | Milk Cooler | Beverage Air | SMF49 |  | x | Unidentified
Cleveland Elementary School | Elementary | Disposal | Salvajor | 200 |  | x | 37043
Cleveland Elementary School | Elementary | 3 Compartment Sink | unidentified | unidentified |  |  | Unidentified
Cleveland Elementary School | Elementary | Convection Oven | Blodget | Zephaire | x |  | 03404ZA043L
Cleveland Elementary School | Elementary | Convection Oven | Blodget | Zephaire | x |  | 03404ZA044B
Cleveland Elementary School | Elementary | Warmer | Vulcan | VHFA18-1 |  | x | 52-1002757
Cleveland Elementary School | Elementary | Temp Holding Refrigerator | Win -Holt | unidentified |  | x | Unidentified
Cleveland Elementary School | Elementary | Steam Table | Wells | MOO400TCM |  | x | M4TD0909A0027
Cleveland Elementary School | Elementary | Refrigerated Serving Line | unidentified | unidentified |  | x | Unidentified
Cleveland Elementary School | Elementary | Walk-in Refrigerator | Brown | UDS-4 |  | x | 96976-1D1
Cleveland Elementary School | Elementary | Walk-in Freezer | Brown | UDS-4 |  | x | 96976-1D2
Columbia Heights Education Campus | Education Campus | Steamer | groen | hy-5g | X |  | 5g37879ms
Columbia Heights Education Campus | Education Campus | Walk In Refrigerator | Thermokool | Unidentified |  | X | Unidentified
Columbia Heights Education Campus | Education Campus | Walk In Refrigerator | Thermokool | TK347wek |  | X | Unidentified
Columbia Heights Education Campus | Education Campus | Reach In Refrigerator | Defield | srpt1-sh |  | X | 0510036102632-t
Columbia Heights Education Campus | Education Campus | Reach In Refrigerator | TRUE | TRIRTHS | X |  | 4253068
Columbia Heights Education Campus | Education Campus | Reach In Refrigerator | TRUE | Tr1R2HS |  | X | 1-4257655
Columbia Heights Education Campus | Education Campus | Convection Oven | Blodgett | Unidentified | X |  | 0906054070t
Columbia Heights Education Campus | Education Campus | Tilt Skillet | Groen | Unidentified | X |  | Unidentified
Columbia Heights Education Campus | Education Campus | Steam Table | Piper products | R5HF |  | X | 18156
Columbia Heights Education Campus | Education Campus | Steam Table | Piper products | 713502 |  | X | 18154
Columbia Heights Education Campus | Education Campus | Milk Cooler | Beverage Aire | 5mf49 |  | X | 7905849
Columbia Heights Education Campus | Education Campus | Milk Cooler | Beverage Aire | TMC 34-s-ss | X |  | 4262066
Columbia Heights Education Campus | Education Campus | Milk Cooler | Beverage Aire | TMC 34-s-ss | X |  | 4262065
Columbia Heights Education Campus | Education Campus | Warmer | Delfield | Unidentified |  | X | Unidentified
Columbia Heights Education Campus | Education Campus | Warmer | Metro | C200 |  | X | Unidentified
Columbia Heights Education Campus | Education Campus | Warmer | Delifield | Unidentified |  | X | Unidentified
Columbia Heights Education Campus | Education Campus | Salad Bar | Duke | 7131505 |  | X | 18206
Columbia Heights Education Campus | Education Campus | Walk In Freezer | Thermokool | Unidentified |  | X | 44643fdsf
Columbia Heights Education Campus | Education Campus | Cold Well | Piper products | 7131503 |  | X | 18174
Columbia Heights Education Campus | Education Campus | Cold Well | Hatco | 7131510 |  | X | 18179
Columbia Heights Education Campus | Education Campus | Cold Well | Hatco | 7131507 |  | X | 18155
Columbia Heights Education Campus | Education Campus | Cold Well | Piper products | 7531511 |  | X | 181180
Columbia Heights Education Campus | Education Campus | Ice MACHINE | Manitwoc | B570 |  | X | 110101623
Columbia Heights Education Campus | Education Campus | Double Conversation | Boldgett | Unidentified | X |  | 090605ya70t
Columbia Heights Education Campus | Education Campus | Double Conversation | Boldgett | Unidentified | X |  | 900605ya69t
Coolidge High School | High School | 2 Compartment Sink | Eagle | Unidentified |  |  | Unidentified
Coolidge High School | High School | 6-Burner Range | Imperial | IR-6-C | x |  | 0723811
Coolidge High School | High School | Convection Oven | Imperial | Unidentified | x |  | Unidentified
Coolidge High School | High School | Convection Oven | Imperial | Unidentified | x |  | Unidentified
Coolidge High School | High School | Convection Oven | Lang | Unidentified | x |  | Unidentified
Coolidge High School | High School | Convection Oven | Lang | Unidentified | x |  | Unidentified
Coolidge High School | High School | Ice Machine | Manitowac | Unidentified |  | x | Unidentified
Coolidge High School | High School | Pizza Oven (3 TIER) | Lang | Unidentified |  | x | Unidentified
Coolidge High School | High School | Reach In Display Cooler | Federal Industries | RSSM478SC-3 |  | x | 08081851178-4
Coolidge High School | High School | Reach In Display Cooler | Federal Industries | RSSM478SC-3 |  | x | 08081851178-8
Coolidge High School | High School | Reach In Display Cooler | Federal Industries | RSSM478SC-3 |  | x | 08081951179-4
Coolidge High School | High School | Reach In Refrigerator 1 DR | Superior | R23-S |  | x | R23S-12030033
Coolidge High School | High School | Reach In Refrigerator 2 DR | TRUE | TS-49 |  | x | 7115755
Coolidge High School | High School | Reach In Refrigerator 2 DR | TRUE | T-49 |  | x | 1-2362824
Coolidge High School | High School | Reach In Refrigerator 3 DR | TRUE | T-72F |  | x | 7188292
Coolidge High School | High School | Reach In Refrigerator 3DR | TRUE | T-72 |  | x | 7188269
Coolidge High School | High School | Reach In Refrigerator 2 DR | Norlake | GR482WMW/0 |  | x | 03090458
Coolidge High School | High School | Mobile Salad Bar | Duke Mfg | HB4CM M |  | x | 8113538
Coolidge High School | High School | Walk-in Freezer | Norlake | Unidentified |  | x | Unidentified
Coolidge High School | High School | Walk-in Refrigerator | Norlake | Unidentified |  | x | 3090329
Coolidge High School | High School | Warming Plate Station | Hatco | GRSB-60-I |  | x | 6203760907
Coolidge High School | High School | Warming Plate Station | Hatco | GRSB-60-I |  | x | 6203750907
Coolidge High School | High School | Warming Plate Station | Hatco | GRSB-60-I |  | x | 6203740907
Coolidge High School | High School | Salad Station | Delfield | N31308 |  | x | 901150001230
Coolidge High School | High School | Salad Station | Delfield | N31308 |  | x | 901150000168
Coolidge High School | High School | Salad Station | Delfield | N31308 |  | x | 901150001232
Coolidge High School | High School | Countertop Hot Food Station | Hatco | GRSDH-600 |  | x | 6198550917
Coolidge High School | High School | Warmer | Vulcan | 126360 |  | x | CF-1004145
Deal Middle School | Middle School | Stove Top 4-Burner Range | Garland | MST44SE | x |  | 803100100223
Deal Middle School | Middle School | Tilt Griddle | Unidentified | Unidentified | x |  | Unidentified
Deal Middle School | Middle School | Cold Holding Refrigerator | Delfield | SSRPT1-GHSH87-66 |  | x | 807152002078
Deal Middle School | Middle School | Cold Holding Refrigerator | Delfield | SSRPT1-GHSH86-66 |  | x | 807152002061
Deal Middle School | Middle School | Cold Serving Line Station | Delfield | KCFT-50-NU-8A |  | x | 806150002346
Deal Middle School | Middle School | Cold Serving Line Station | Delfield | KCFT-50-NU-8A |  | x | 806150002341
Deal Middle School | Middle School | Serving Line Unit | Delfield | MARK7 KC-50-15A |  | x | 806150002342
Deal Middle School | Middle School | Serving Line Unit | Delfield | MARK7 KC-50-15A |  | x | 806150002345
Deal Middle School | Middle School | Steam Table | Delfied | KH-4-NU-23A |  | x | 807152002340
Deal Middle School | Middle School | Steam Table | Delfied | KH-4-NU-23A |  | x | 807152002347
Deal Middle School | Middle School | Steamer | Cleveland | 24CGA102 |  | x | WC 05686-08B0-1
Deal Middle School | Middle School | Walk-in Freezer | Brown | UDS-4 |  | x | 1060861D2
Deal Middle School | Middle School | Walk-in Refrigerator | Brown | UDS-4 |  | x | 1060861D1
Deal Middle School | Middle School | Combi Oven | Rational |  | x |  | G12SE07112121014
Deal Middle School | Middle School | Convection Oven | Blodgett | Unidentified | x |  | 021108RA015T
Deal Middle School | Middle School | Convection Oven | Blodgett | Unidentified | x |  | 021108RA018B
Deal Middle School | Middle School | Convection Oven | Blodgett | Unidentified | x |  | 021108RA016T
Deal Middle School | Middle School | Convection Oven | Blodgett | Unidentified | x |  | 021108RA17B
Deal Middle School | Middle School | Ice Machine | Agion | Unidentified |  | x | Unidentified
Deal Middle School | Middle School | 2DR Deli Refrigerator | Kairpak | KRP-55S |  | x | 32835
Deal Middle School | Middle School | Milk Cooler | BeverageAir | SMF34 |  | x | Unidentified
Deal Middle School | Middle School | Milk Cooler | TRUE | TMC-49-S-SS |  | x | 7176119
Deal Middle School | Middle School | Warmer | Delfield | Unidentified |  | x | Unidentified
Deal Middle School | Middle School | Warmer | Delfield | Unidentified |  | x | Unidentified
Deal Middle School | Middle School | Salad Bar Station |  | SPREDS0800 |  | x | 179-05
Deal Middle School | Middle School | Disposal | Insinkerator | SS150-36 |  | x | 7119050850
Deal Middle School | Middle School | Disposal | Insinkerator | SS200-29 |  | x | 7119051118
Dorothy I. Height Elementary School | Elementary | Steamer | Southbend | R245 |  | X | 93100-ZL-2229
Dorothy I. Height Elementary School | Elementary | Walk In Refrigerator | Norlake | Unidentified |  | X | Unidentified
Dorothy I. Height Elementary School | Elementary | Walk In Freezer | Norlake | Unidentified |  | X | Unidentified
Dorothy I. Height Elementary School | Elementary | Convection Oven | Southbend | SLFS/20SC |  | X | 15G20554
Dorothy I. Height Elementary School | Elementary | Steam Table | Merco | EVLFW-36X |  | X | 8310000
Dorothy I. Height Elementary School | Elementary | Milk Cooler | Kelvinator | KCMC58RW |  | X | Unidentified
Dorothy I. Height Elementary School | Elementary | Milk Cooler | Beverage Air | SM58N |  | X | DE531405
Dorothy I. Height Elementary School | Elementary | Warmer | Metro C5 | C539 HLFS 4 | X |  | C5HL005353
Dorothy I. Height Elementary School | Elementary | Warmer | Metro C5 | C539 HLFS 4 | X |  | C5HL005320
Dorothy I. Height Elementary School | Elementary | Convection Oven | Southbend | SLFS/20SC |  | X | 15G20517
Dorothy I. Height Elementary School | Elementary | Service Line | Merco | EZLFW-36X |  | X | 000831
Drew Elementary School | Elementary | Reach In Refrigerator | Kelvinator | KCBM48R |  | X | 12505228254
Drew Elementary School | Elementary | Convection Oven | Vulcan | Unidentified | X |  | Unidentified
Drew Elementary School | Elementary | Steam Table | Kelvinator | KCMC49RW | X |  | M4101003A0027
Drew Elementary School | Elementary | Milk Cooler | Kelvinator | KCMC49RW |  | X | 12505229411
Drew Elementary School | Elementary | Warmer | Vulcan | VHFA18-1 |  | X | 52-1003503
Drew Elementary School | Elementary | 2 Compartment Sink | Hatco | 3CS |  |  | 88466-61
Drew Elementary School | Elementary | Reach In Refrigerator | Superior | R23-5 |  | X | R235-120030035
Drew Elementary School | Elementary | Convection Oven | Blodgett | Unidentified | X |  | Unidentified
Drew Elementary School | Elementary | Service Line | Wells | MOD400TOM |  | X | Unidentified
Drew Elementary School | Elementary | Walk In Freezer | Norlake | PMKLF46-CR |  | X | KL26x66
Drew Elementary School | Elementary | Steamer | South Bend | E218-5 |  | X | 956888MM2809
Drew Elementary School | Elementary | Walk in Fridge | TAFCO | Unidentified |  | X | Unidentified
Duke Ellington School of the Arts | High School | 2 DR Reach In Freezer | TRUE | T49F |  | x | 6953489
Duke Ellington School of the Arts | High School | 2 DR Reach In Freezer | TRUE | T49F |  | x | 1-2800486
Duke Ellington School of the Arts | High School | 2 DR Reach In Refrigerator | TRUE | T49 |  | x | 6945223
Duke Ellington School of the Arts | High School | 2 DR Reach In Refrigerator | Kelvinator | KCBM48R |  | x | 12505228254
Duke Ellington School of the Arts | High School | 3 DR Deli Refrigerator | Victory | VUR6-30BT |  | x | E0864033
Duke Ellington School of the Arts | High School | Convection Oven | Blodgett | Unidentified | x |  | OGA0993786
Duke Ellington School of the Arts | High School | Convection Oven | Blodgett | Unidentified | x |  | OGA0993787
Duke Ellington School of the Arts | High School | Convection Oven | Hobart | Unidentified | x |  | Unidentified
Duke Ellington School of the Arts | High School | Convection Oven | Hobart | Unidentified | x |  | Unidentified
Duke Ellington School of the Arts | High School | Countertop Display Refrigerator | Silver King | SKDC48PT |  | x | SAIJ59817A
Duke Ellington School of the Arts | High School | Countertop Display Refrigerator | Silver King | SKDC48PT |  | x | SAIJ59816A
Duke Ellington School of the Arts | High School | Countertop Warming Station | Hatco | GRSDS-30D |  | x | 4817520803
Duke Ellington School of the Arts | High School | Ice Machine | Agion | ICE0400HW3 |  | x | Unidentified
Duke Ellington School of the Arts | High School | Milk Cooler | Beverage Air | SM49N |  | x | Unidentified
Duke Ellington School of the Arts | High School | Salad Bar Station | Duke | HB2-ST M |  | x | 8118690
Duke Ellington School of the Arts | High School | Single DR Reach In Refrigerator | Kelvinator | KCBM23R |  | x | 012505228247?
Duke Ellington School of the Arts | High School | Steam Table | Delfield | N8731-D |  | x | 807150002042
Duke Ellington School of the Arts | High School | Walk-in Refrigerator | Norlake | 26225-1R |  | x | 8302601
Duke Ellington School of the Arts | High School | Walk-in Freezer | Norlake | KLF66-CR |  | x | 100698
Duke Ellington School of the Arts | High School | Warmer | Vulcan | VHA18-1 |  | x | 52-1003094
Duke Ellington School of the Arts | High School | Warmer | Vulcan | Unidentified |  | x | Unidentified
Duke Ellington School of the Arts | High School | Warmer | F.W.E. | MTU-12 |  | x | 8218074
Duke Ellington School of the Arts | High School | Warming Serving Line | Hatco | GRSB-60-1 |  | x | 5667540836
Duke Ellington School of the Arts | High School | Warming Serving Line | Hatco | GRSB-60-1 |  | x | 5667550836
Duke Ellington School of the Arts | High School | Disposal | Insinkerator | SS100-28 |  | x | 10099082900
Duke Ellington School of the Arts | High School | Steamer | Vulcan | VPX5 |  | x | AP-1050599-2951
Dunbar High School | High School | Stove Top Range | southbend | P36C-BBB | X |  | 13E68920
Dunbar High School | High School | Walk In Refrigerator | Bally | 3676AW |  | X | Unidentified
Dunbar High School | High School | Reach In Refrigerator | Defield | 1952326 |  | X | 130515200
Dunbar High School | High School | Convection Oven | Rational | SCCWE62 | X |  | Unidentified
Dunbar High School | High School | Grill | Southbend | P36C-CCC | X |  | 13E68921
Dunbar High School | High School | Steam Table | Atlas Metal | R-M2 | X |  | 13032122A
Dunbar High School | High School | Milk Cooler | Continental Refrigerator | MC3-SS-D |  | X | 5357837
Dunbar High School | High School | Warmer | Delfield | SSHPT2-GHSH-245 |  | X | 130715200
Dunbar High School | High School | Slicer | Berkel | Y13AE-Plus |  | X | 37-1009-678
Dunbar High School | High School | Buffalo Machine | Hobart | 84186 |  | X | 56-1334-085
Dunbar High School | High School | 3 Compartment Sink | Eagle | 300299 |  |  | Unidentified
Dunbar High School | High School | Cooler | RPI | SCAS 36R-llRRGL |  | X | 7131021
Dunbar High School | High School | Salad Bar | Delfield | SCSC=74-8 |  | X | 130515854
Dunbar High School | High School | Salad Bar | Delfield | scsc74b |  | x | 13510000854
Dunbar High School | High School | Milk Cooler | Contential | mc3ssd |  | x | 15357837
Dunbar High School | High School | Serving Line | Unidentified | Unidentified |  | x | Unidentified
Dunbar High School | High School | Serving Line | Unidentified | Unidentified |  | x | Unidentified
Dunbar High School | High School | Serving Line | Unidentified | Unidentified |  | x | Unidentified
Dunbar High School | High School | Cold Line | Kairk | kbp465 |  | x | k34946c13
Dunbar High School | High School | Cold Line | Atlas | pm2 |  | x | 574812a
Dunbar High School | High School | warmer | Hatco | Unidentified |  | x | Unidentified
Dunbar High School | High School | warmer | Hatco | Unidentified |  | x | Unidentified
Dunbar High School | High School | warmer | Hatco | Unidentified |  | x | Unidentified
Dunbar High School | High School | Heat Display | Hatco | Unidentified |  | x | Unidentified
Dunbar High School | High School | Reach in cooler | RPI | sca36r11rrgl |  | x | 7131022
Dunbar High School | High School | Reach in cooler | RPI | sca36r11rrgl |  | x | 7131024
Dunbar High School | High School | Reach in cooler | RPI | sca36r11rrgl |  | x | 7131021
Dunbar High School | High School | Reach in cooler | RPI | sca36r11rrgl |  | x | 7131023
Dunbar High School | High School | Cold Hold | Atlas | rm2 |  | x | 1305388a
Dunbar High School | High School | Cold Hold | Atlas | rm2 |  | x | Unidentified
Dunbar High School | High School | Cold Hold | Atlas | rm2 |  | x | 575012a
Dunbar High School | High School | Cold Hold | Atlas | rm2 |  | x | 07131022a
Dunbar High School | High School | Steam Table | Hatco | Unidentified |  | x | Unidentified
Dunbar High School | High School | warmer | Delfield | sshpt2gsh245 |  | x | 1307152001997
Dunbar High School | High School | Soup Kettle | Sothbend | Kelt 40 |  | x | 886525jj1502
Dunbar High School | High School | Combo | Rational | sccwe62 | x |  | e62sh1342346618
Dunbar High School | High School | Combo | Rational | sccwe62 | x |  | e12sh13042347811
Dunbar High School | High School | Combo | Rational | sccwe62 | x |  | e62sh13052346619
Dunbar High School | High School | Combo | Rational | sccwe62 | x |  | e12sh13042348695
Dunbar High School | High School | Combo | Rational | sccwe62 | x |  | e62sh13042347604
Dunbar High School | High School | Combo | Rational | sccwe62 | x |  | e12sh13042348068
Dunbar High School | High School | Combo | Rational | sccwe62 | x |  | e62sh13032344455
Dunbar High School | High School | combo | Rational | sccwe62 | x |  | e12sh13042348067
Dunbar High School | High School | Grill | Southbend | p36cccc | x |  | 13e68921
Dunbar High School | High School | Stove | Southbend | p36cbbb | x |  | 13e68920
Dunbar High School | High School | Reach in cooler | Manitwoc | ssrptghshm43 |  | x | 1305152002864
Dunbar High School | High School | Ice Machine | Manitwoc | b570 |  | x | 1101218349
Dunbar High School | High School | Slicer | Berkel | x13aeplus |  | x | 371008678
Dunbar High School | High School | Slicer | Berkel | x13aeplus |  | x | 371008675
Dunbar High School | High School | Food Processer | Hobart | 84186 |  | x | 661334085
Dunbar High School | High School | Walk in Freezer | Bally | 3676aw |  | x | dx130271301
Dunbar High School | High School | Walk in Fridge | Bally | 3676aw |  | x | dx130271302
Dunbar High School | High School | Walk in Fridge | Bally | 3676aw |  | x | dx130271303
Dunbar High School | High School | Walk in Fridge | Bally | 3676aw |  | x | dx120472401
Dunbar High School | High School | Dish Machine | Champion | Unidentified |  | x | Unidentified
Eastern High School | High School | Steamer | Cleveland | 24CEA10 |  | X | 100423/ 0000060 / 62
Eastern High School | High School | Walk In Refrigerator | American Panel | FW347711TWNC |  | X | 30264D2
Eastern High School | High School | Reach In Refrigerator | VICTORY | RS2DS7PTHD |  | X | Unidentified
Eastern High School | High School | Convection Oven | Silver Star South Bend | slgs22sc | X |  | 09f87396 / 09f8540
Eastern High School | High School | Grill | Cleveland | A8X36FLD |  | X | 9095100000310
Eastern High School | High School | Steam Table | Hatco | KH-4NU-24A |  | X | 8113333
Eastern High School | High School | Warmer | Victory | HS2DS7PTHD |  | X | Unidentified
Eastern High School | High School | Steam Kettle | Cleveland | KEL-40 | X |  | Unidentified
Eastern High School | High School | Pizza Oven | Nu-Vu | PMA-5118 |  | X | 909510000000
Eastern High School | High School | 3 Compartment Sink | Eagle | Unidentified |  |  | z
Eastern High School | High School | Dish Machine | Champion | DHBT70 |  | X | D10048236
Eastern High School | High School | Walk In Freezer | American Panel | FW347711TWNC |  | X | 30264D1
Eastern High School | High School | Milk Cooler x 2 | oasis | do4837r1 |  | x | 351466dn217047
Eastern High School | High School | Cold Holding Unit | unidentified | Unidentified |  | x | Unidentified
Eastern High School | High School | Flat Top holding unit | kc74nv | unidentidied | ` | x | 100450010122
Eastern High School | High School | Heat Display | htco | grsds3+0 |  | x | 7649191024
Eastern High School | High School | soup Kettle | cleveland | kel40 |  | x | 100123057822
Eastern High School | High School | ice Machine | iceomatic | unidentified |  | x | Unidentified
Eaton Elementary School | Elementary | Steamer | Lolo | st-6e |  | X | J1263405-1-1
Eaton Elementary School | Elementary | Walk In Refrigerator | Kolpakl | re-44 |  | X | K - 15304
Eaton Elementary School | Elementary | Double Stack Oven | Imperial | 02532315 |  | X | ICVE1
Eaton Elementary School | Elementary | convection oven | blodgett | zaphaire |  |  | elo02012
Eaton Elementary School | Elementary | steam table | colorprint | 50cps |  | X | i02b04001c
Eaton Elementary School | Elementary | milk cooler | Beverage Aire | sm49 n |  | X | 0381 J 1943101
Eaton Elementary School | Elementary | 2 Compartment Sink | Eagle | Unidentified |  | X | Unidentified
Eaton Elementary School | Elementary | Reach In Freezer | TRUE | t-49 |  | X | 1 - 2829658
Eliot-Hine Middle School | Middle School | Stove Top Range | Vulcan | Unidentified | X |  | Unidentified
Eliot-Hine Middle School | Middle School | Walk In Refrigerator | Norlake | 1020072SER |  | X | PMKLF46CR85991
Eliot-Hine Middle School | Middle School | Convection Oven | Lang | accu-plus | X |  | Unidentified
Eliot-Hine Middle School | Middle School | Steam Table | Merco | EZLFW-36X |  | X | 831
Eliot-Hine Middle School | Middle School | Milk Cooler | Norlake | Unidentified |  | X | Unidentified
Eliot-Hine Middle School | Middle School | Warmer | Vulcan | VBP15-1 |  | X | CF1004108
Eliot-Hine Middle School | Middle School | Slicer | Globe | 3975 |  | X | 399228
Eliot-Hine Middle School | Middle School | Buffalo Machine | Hobart | 84141 |  | X | 1455538
Emery @Washington Metro | Multipurpose | Milk Cooler | Norlake | AR082 SVS/0 |  | X | 9306290
Emery @Washington Metro | Multipurpose | Milk Cooler | Beverage Aire | SMF 34 |  | X | 3090408
Emery @Washington Metro | Multipurpose | Milk Cooler | Norlake | AR082SVS/0 |  | X | 7905849
Emery @Washington Metro | Multipurpose | Walk In Freezer | Norlake | 65904 - 3 RA |  | X | 86200392
Emery @Washington Metro | Multipurpose | Walk In Refrigerator | Penn | Unidentified |  | X | Unidentified
Emery @Washington Metro | Multipurpose | oven | Blodgett | RE - 42 |  | X | Unidentified
Emery @Washington Metro | Multipurpose | Oven | Vulcan | VC4ED DEV NO9 |  | X | Unidentified
Emery @Washington Metro | Multipurpose | Oven | Vulcan | VC4ED DEV NO10 |  | X | Unidentified
Garfield Elementary School | Elementary | Walk In Refrigerator | Norlake | 9803 |  | X | 907123
Garfield Elementary School | Elementary | Reach In Refrigerator | Norlake | 1r4bbss |  | X | 8410220
Garfield Elementary School | Elementary | Reach In Refrigerator | Superior | R49-S |  | X | 12020015
Garfield Elementary School | Elementary | Reach In Refrigerator | TRUE | T-23 |  | X | 7163157
Garfield Elementary School | Elementary | Reach In Freezer | Kelvinator | 012505228078 |  | X | g32117041409047
Garfield Elementary School | Elementary | Reach In Freezer | 12505228278 | 631170414090406 |  | x | kel
Garfield Elementary School | Elementary | Steamer | southbend | ez185 |  | X | 92082ill0190
Garfield Elementary School | Elementary | Warmer | Vulcan | unidentified |  | X | Unidentified
Garfield Elementary School | Elementary | Warmer | fwe | unidentified |  | x | Unidentified
Garfield Elementary School | Elementary | Oven | Blodgett | zephaire |  | X | 0202014a053t
Garfield Elementary School | Elementary | Oven | Imperical | icig2a |  | x | 7143316
Garfield Elementary School | Elementary | Steamtable | Unidentified | Unidentified |  | X | Unidentified
Garfield Elementary School | Elementary | Milk Cooler | TRUE | tmc49 |  | x | 5074530
Garfield Elementary School | Elementary | Salad Bar | vollrath | m3707500002efa |  | x | c210002548877006
Garfield Elementary School | Elementary | Milk Cooler | bevaire | SM49-N |  | X | 10207541
Garrison ES | Elementary | Walk-in Refrigerator | Norlake | KL26X66 |  | x | Unidentified
Garrison ES | Elementary | Walk-in Freezer | Norlake | KLF66-CR |  | x | 80454
Garrison ES | Elementary | Convection Oven | Blodgett | Zephaire | x |  | 081500YA052T
Garrison ES | Elementary | Steam Table | Wells | MOD400TDM |  | x | M4TD0909A0001
Garrison ES | Elementary | Milk Cooler | Norlake | AR082 VS/0 |  | x | 2080462
Garrison ES | Elementary | Warmer | Vulcan | VHA18-1 |  | x | 52-1003105
Garrison ES | Elementary | Steamer | LoLo | ST6E |  | x | J172021-1-1
Garrison ES | Elementary | 1 DR Reach In Refrigerator | TRUE | T-23 |  | x | 7163141
Garrison ES | Elementary | 2 DR Reach In Refrigerator | TRUE | T-49 |  | x | 7030140
Garrison ES | Elementary | 2 DR Reach In Refrigerator | Norlake | TR48BSS |  | x | 8301120
H.D. Cooke Elementary School | Elementary | Steamer | Cleaveland | 24CEA10 |  | x | 902230000327
H.D. Cooke Elementary School | Elementary | Walk in Fridge | Themo Kool | TK-3476-WF-R |  | x | 50512CRTS
H.D. Cooke Elementary School | Elementary | Convection Oven | Blodgett | ZEPHAIRE | x |  | 031009ZA064T
H.D. Cooke Elementary School | Elementary | Serving Line | Delfield | KH5NU37A |  | x | 90315000814
H.D. Cooke Elementary School | Elementary | Milk Cooler | Bev-Air | SM34NW |  | x | 71213961
H.D. Cooke Elementary School | Elementary | Reach in Fridge | Delfield | KCFT-60-NU8A |  | x | 9031511
H.D. Cooke Elementary School | Elementary | Warmer | Winston IND. | HA4522GE |  | x | 2009032691
H.D. Cooke Elementary School | Elementary | Walk In Freezer | Themo Kool | Unidentified |  | x | 50512CRTS
H.D. Cooke Elementary School | Elementary | Reach in Fridge | Delfield | SSRPT1GHSH87-66 |  | x | 906152001401
Hardy Middle School | Middle School | Pizza Maker | Lang | Unidentified |  | x | Unidentified
Hardy Middle School | Middle School | Convection Oven | lang | Unidentified | x |  | Unidentified
Hardy Middle School | Middle School | stove | Garland | Unidentified |  | x | Unidentified
Hardy Middle School | Middle School | Slicer | Hobart | 1712 |  | x | 11074158
Hardy Middle School | Middle School | Walk in Fridge | Norlake | klb77612cr927 |  | x | 9031150
Hardy Middle School | Middle School | Warmer | Vulcan | Unidentified |  | x | Unidentified
Hardy Middle School | Middle School | warmer | Vulcan | Unidentified |  | x | Unidentified
Hardy Middle School | Middle School | Serving Line | wells | Unidentified |  | x | Unidentified
Hardy Middle School | Middle School | Heat Display | Hatco | Unidentified |  | x | Unidentified
Hardy Middle School | Middle School | Serving Line | Unidentified | Unidentified |  | x | Unidentified
Hardy Middle School | Middle School | Serving Line | Unidentified | Unidentified |  | x | Unidentified
Hardy Middle School | Middle School | Serving Line | Unidentified | Unidentified |  | x | Unidentified
Hardy Middle School | Middle School | walk in Freezer | Norlake | w18345 |  | x | 3090326
Hardy Middle School | Middle School | Walk in Fridge | Norlake | obstructed |  | x | obstructed
Hart Middle School | Middle School | Stove Top Range | Garland | 500007373 | X |  | Unidentified
Hart Middle School | Middle School | Walk In Refrigerator | Norlake | KLB77612-CR |  | X | 9031150
Hart Middle School | Middle School | Reach In Refrigerator | TRUE | 7188269 |  | X | Unidentified
Hart Middle School | Middle School | Convection Oven | Land | D038208 | X |  | Unidentified
Hart Middle School | Middle School | Walk In Refrigerator | Unidentified | D3066 |  | X | DP3066
Hart Middle School | Middle School | Warmer | Vulcan | VBP151-1 | X |  | CF-1004111093
Hart Middle School | Middle School | Slicer | Hobart | 1712 |  | X | Unidentified
Hart Middle School | Middle School | 3 Compartment Sink | Unidentified | Unidentified |  | X | Unidentified
Hart Middle School | Middle School | Pizza oven | Unidentified | Unidentified |  | X | Unidentified
Hart Middle School | Middle School | Serving line | Unidentified | Unidentified |  | X | Unidentified
Hart Middle School | Middle School | Walk In Freezer | Norlake | W1835 |  | X | 3090326
Hart Middle School | Middle School | Reach In Cooler | TRUE | 7188292 |  | X | Unidentified
Hearst Elementary School | Elementary | Ice Machine | Hoshizaki | KN-515MAN |  | x | D07832L
Hearst Elementary School | Elementary | Reach In holding Refrigerator | Victory | RSA-1D-S1PTHD12ACPK |  | x | 11512145
Hearst Elementary School | Elementary | Warmer Double | Vulcan | Unidentified |  | x | Unidentified
Hearst Elementary School | Elementary | Steamer Double | Cleveland | 24CEA10 |  | x | 15007230001160/59
Hearst Elementary School | Elementary | Convection Oven Double | Garland | MCOES10S | x |  | 1507230000965/63
Hearst Elementary School | Elementary | Reach In Freezer 2 DR | Victory | FSA-1D-S1-HD |  | x | 11512101
Hearst Elementary School | Elementary | 3 Compartment Sink | Unidentified | Unidentified |  | x | Unidentified
Hearst Elementary School | Elementary | Steam Table | Colorpoint | EFA CPA |  | x | F15B48257C
Hearst Elementary School | Elementary | Refrigerated Serving Line Double | Colorpoint | 66-CFMX |  | x | F15C48258C
Hearst Elementary School | Elementary | Slicer | Globe | 3975 |  | x | 398223
Hearst Elementary School | Elementary | Walk-in Refrigerator | Kolzak | 5455293 |  | x | 41010675503
Hearst Elementary School | Elementary | Mixer | Hobart | 84149 |  | x | 1499799
Hearst Elementary School | Elementary | Display Warmer | Hatco | GRSDSH300 |  | x | 6169290906
Hearst Elementary School | Elementary | Display Warmer | Hatco | GRSDSH301 |  | x | 616930096
Hearst Elementary School | Elementary | Display Warmer | Hatco | GRSDSH302 |  | x | Unidentified
Hendley Elementary School | Elementary | Steamer | Southbend | EZ18-5 |  | X | 92082
Hendley Elementary School | Elementary | Walk In Refrigerator | Norlake | KX26X78 /KL26X66 |  | X | FTR03061-26L24188
Hendley Elementary School | Elementary | Reach In Refrigerator | Norlake | KLF66-CR80092 |  |  | 00080664
Hendley Elementary School | Elementary | Reach In Refrigerator | Norlake | Unidentified |  | X | 8703395
Hendley Elementary School | Elementary | Combination Oven | Blodgett | Unidentified | X |  | OGA5034479
Hendley Elementary School | Elementary | Steam Table | Wells | 400TDM |  | X | 500006604
Hendley Elementary School | Elementary | Milk Cooler | Beverage Air | SM49N |  | X | 2930923303
Hendley Elementary School | Elementary | Warmer | Crescor | Unidentified |  | X | 500056081
Houston Elementary School | Elementary | Steamer | Southbend | EZ18-5 |  | X | 91921-12KK-3878
Houston Elementary School | Elementary | Walk In Refrigerator | Bally | 36775-3-W |  | X | DX1501277-01
Houston Elementary School | Elementary | Walk In Freezer | Norlake | PMKLF46-CR |  | X | 2100101
Houston Elementary School | Elementary | Convection Oven | Blodgett | ZAPHIRE |  | X | BU7-125
Houston Elementary School | Elementary | Milk Cooler | Continental | KCMC58RW |  | X | 1B43103951
Houston Elementary School | Elementary | Warmer | Vulcan | VHFA18-1 |  | X | 52-1003556
Houston Elementary School | Elementary | Milk Cooler | TRUE | TMC-34-5-55 |  | X | 7103279
Houston Elementary School | Elementary | Reach In Refrigerator | Norlake | LJ-KLL46-CR26 |  | X | 88401090
Houston Elementary School | Elementary | Reach In Refrigerator | TRUE | TS-49 |  | X | 7126060
Houston Elementary School | Elementary | Service Line | Wells | Unidentified |  | X | Unidentified
Hyde-Addison Elementary School | Elementary | Milk Cooler | TRUE | tmc34sss |  | x | 515616
Hyde-Addison Elementary School | Elementary | Warmer | Crescor | Unidentified |  | x | Unidentified
Hyde-Addison Elementary School | Elementary | reach in fridge | Crescor | r171sva10 |  | x | j186476619
Hyde-Addison Elementary School | Elementary | Serving Line | Unidentified | Unidentified |  | x | Unidentified
Hyde-Addison Elementary School | Elementary | Serving Line | Unidentified | Unidentified |  | x | Unidentified
Hyde-Addison Elementary School | Elementary | reach in fridge | TRUE | ts49 |  | x | 5130549
Hyde-Addison Elementary School | Elementary | Ice Machine | scotsman | Unidentified |  | x | Unidentified
Hyde-Addison Elementary School | Elementary | Steamer | Lo Lo | st6e |  | x | j17228911
Hyde-Addison Elementary School | Elementary | Convection Oven | Blodgett | zapparie | x |  | Unidentified
Hyde-Addison Elementary School | Elementary | Walk in Freezer | Unidentified | Unidentified |  | x | Unidentified
Hyde-Addison Elementary School | Elementary | walk in fridge | Unidentified | Unidentified |  | x | Unidentified
J.O. Wilson Elementary School | Elementary | Reach in Fridge | Contential | 2RE |  | x | 14787323
J.O. Wilson Elementary School | Elementary | Milk Cooler | Bev Aire | sm49nw |  | x | 12505229428
J.O. Wilson Elementary School | Elementary | Warmer | Vulcan | Unidentified |  | x | Unidentified
J.O. Wilson Elementary School | Elementary | Reach in Fridge | Kelvenatior | Locked |  | x | Locked
J.O. Wilson Elementary School | Elementary | Reach in Fridge | Kelvenatior | Locked |  | x | Locked
J.O. Wilson Elementary School | Elementary | Milk Cooler | Bev Aire | sm49nw |  | x | 93280
J.O. Wilson Elementary School | Elementary | Reach in Fridge | TRUE | ts49 |  | x | 7066954
J.O. Wilson Elementary School | Elementary | Steamer | Lo Lo | st6e |  | x | j17097311
J.O. Wilson Elementary School | Elementary | Walk in Freezer | Norlake | 80462 |  | x | klf66cr80092
J.O. Wilson Elementary School | Elementary | Convection Oven | Blodgett | Unidentified | x |  | Unidentified
J.O. Wilson Elementary School | Elementary | Convection Oven | Vulcan | Unidentified | x |  | Unidentified
J.O. Wilson Elementary School | Elementary | Serving Line | Wells | 1dd400tdm |  | x | ntd1109a0016
J.O. Wilson Elementary School | Elementary | Reach in Fridge | Contential | 2re |  | x | 14564789
J.O. Wilson Elementary School | Elementary | Milk Cooler | Bev Aire | sm49nw |  | x | Unidentified
Janney Elementary School | Elementary | Steamer | Cleveland | 24CEA10 |  | x | 1108230000839
Janney Elementary School | Elementary | Walk-in Freezer | Bally | 3677.5-3-P-A-W |  | x | DX1104890-01
Janney Elementary School | Elementary | Walk-in Refrigerator | Bally | 3677.5-3-P-A-W |  | x | DX1104890-02
Janney Elementary School | Elementary | Cold Holding Refrigerator | Delfield | SSR2-SH-205 |  | x | 1107152001586
Janney Elementary School | Elementary | Convection Oven | Blodgett | Zepphaire |  | x | Unidentified
Janney Elementary School | Elementary | Convection Oven | Blodgett | Zepphaire |  | x | Unidentified
Janney Elementary School | Elementary | Refrigerator Serving Line | Delfield | KCFT-36-NU |  | x | 1107150001423
Janney Elementary School | Elementary | Steam Table | Delfield | KH-5-NU |  | x | 1107150001424
Janney Elementary School | Elementary | Serving Line Unit | Delfield | MARK7KC-28-NU |  | x | 1107150001422
Janney Elementary School | Elementary | Serving Line Unit w/doors | Delfield | KC-50-NU |  | x | 1107150001426
Janney Elementary School | Elementary | Milk Cooler | TRUE | TMC-58 |  | x | 5313840
Janney Elementary School | Elementary | 3-Compartment sink | unidentified | unidentified |  |  | Unidentified
Janney Elementary School | Elementary | Dishwasher | Jackson | Tempstar |  | x | 11G266361
Janney Elementary School | Elementary | CVAP Warmer | Winston | unidentified |  | x | Unidentified
Janney Elementary School | Elementary | Disposal | Insinkerator | SS75-27 |  | x | 11079092592
Jefferson Middle School Academy | Middle School | Walk In Freezer | Norlake | 26583kcl77cc |  | X | 5000064829
Jefferson Middle School Academy | Middle School | Reach In Refrigerator | Beverage Aire | Unidentified |  | X | 8686
Jefferson Middle School Academy | Middle School | Convection Oven | Montague | Unidentified |  | X | 8663
Jefferson Middle School Academy | Middle School | Steam Table | Precision | Unidentified |  | X | 8683 8679
Jefferson Middle School Academy | Middle School | oven | Lang | s3837b |  | x | Unidentified
Jefferson Middle School Academy | Middle School | Warmer | Vulcan | Unidentified |  | X | 5000064807, 5000064809
Jefferson Middle School Academy | Middle School | Stove Top Range Double | Imperial | Unidentified | X |  | Unidentified
Jefferson Middle School Academy | Middle School | Walk In Refrigerator | Norlake | 9092 |  | X | 900699
Jefferson Middle School Academy | Middle School | Convection Oven | Imperial | SLESl20SC | x |  | Unidentified
Jefferson Middle School Academy | Middle School | Steam Table Double | Advance Tabco | DISW-4 | X | X | 50084
Jefferson Middle School Academy | Middle School | Warmer | Vulcan | Unidentified |  | X | 5000012411
Jefferson Middle School Academy | Middle School | 3 Compartment Sink | Unidentified | Unidentified |  |  | 8305
Johnson Middle School | Middle School | DOUBLE STACKOVEN | SOUTHBEND | SLES2050 |  | X | 15G20664
Johnson Middle School | Middle School | WALK IN REFRIGERATOR | NORLAKE | KL26K60 |  | X | Unidentified
Johnson Middle School | Middle School | THREE COMPARMENT SINK | INSING | SS15034 |  |  | 15039133563
Johnson Middle School | Middle School | STOVE RANGE | SUNFIRE | UNIDENTIFIED |  | X | Unidentified
Johnson Middle School | Middle School | MILK COOLER | TRUE | TMC34 |  | X | 8375649
Johnson Middle School | Middle School | STEAM TABLE | ADVANCE TABSO | D1SW4208240M |  | X | 50079
Johnson Middle School | Middle School | WARMER | VUCLAN | UNIDENTIFIED |  | X | Unidentified
Johnson Middle School | Middle School | WARMER | VUCLAN | UNIDENTIFIED |  | X | Unidentified
Johnson Middle School | Middle School | STEAMER | SOUTHBEND | R24-5 |  | X | 931287LL2245
Johnson Middle School | Middle School | WALK IN FREEZER | NORLAKE | 9082 |  | X | 900699
Johnson Middle School | Middle School | Ice Machine | NSN | unidentified |  | x | Unidentified
Johnson Middle School | Middle School | WALK IN FREEZER | MORLAKE | DP30X78 |  | X | 15071920
Kelly Miller Middle School | Middle School | Coolers Temporary Holding | TRUE | Unidentified |  | X | 8375659
Kelly Miller Middle School | Middle School | Milk Cooler | Norlake | AR0825VS-0 |  | X | 3090424
Kelly Miller Middle School | Middle School | Steam Table | Delfield | KH-4-NU |  | X | 10410501-M
Kelly Miller Middle School | Middle School | Steamer | Cleveland | 24CGA10 |  | X | BX9209463Q1
Kelly Miller Middle School | Middle School | Tilt Skillet | Cleveland | Unidentified |  | X | Unidentified
Kelly Miller Middle School | Middle School | Stove Top Range | Vulcan | Unidentified | X |  | Unidentified
Kelly Miller Middle School | Middle School | Flat Grill | Garland | MST47SE | X |  | 1305HG0143
Kelly Miller Middle School | Middle School | Convection Oven Double | Garland | Unidentified |  | X | Unidentified
Kelly Miller Middle School | Middle School | Convection Oven Double | Garland | Unidentified |  | X | Unidentified
Kelly Miller Middle School | Middle School | Warmer Hot 2 slots | Delfield | Unidentified |  | X | Unidentified
Kelly Miller Middle School | Middle School | Holding Cold 2 slots | Delfield | Unidentified |  | X | Unidentified
Kelly Miller Middle School | Middle School | Mixer | UniveX | SRM30 |  | X | MO10887
Kelly Miller Middle School | Middle School | Walk In Refrigerator | Bally | 3678-4-1-WA |  | X | DX9209463-02
Kelly Miller Middle School | Middle School | Walk In Freezer | Bally | 86784pwa |  | X | DX9209463-01
Kelly Miller Middle School | Middle School | Reach In Freezer | TRUE | T49F |  | X | LAMB007ECAA
Kelly Miller Middle School | Middle School | Ice Machine | ICE-O-MATIC | Ice0250ha3 |  | X | C311-07269-2
Kelly Miller Middle School | Middle School | Milk Cooler | Beverage Aire | Unidentified |  | X | Unidentified
Kelly Miller Middle School | Middle School | Reach In Freezer | BLU AIR | Unidentified |  | X | Unidentified
Kelly Miller Middle School | Middle School | Chiller | Traulsen | RBC-100 |  | X | T37476E13
Kelly Miller Middle School | Middle School | 3 Compartment Sink | Pro Stainless Inc | Unidentified |  |  | Unidentified
Ketcham Elementary School | Elementary | Serving Line | Wells | 1004tdm |  | x | m4td1109a0043
Ketcham Elementary School | Elementary | Milk Cooler | Bev Aire | sm49n |  | x | Unidentified
Ketcham Elementary School | Elementary | Warmer | Vulcan | Unidentified |  | x | Unidentified
Ketcham Elementary School | Elementary | Convection Oven | Imperial | icvg2 | x |  | 8414615
Ketcham Elementary School | Elementary | Walk in Fridge | Harford | d3476 |  | x | 74911
Ketcham Elementary School | Elementary | walk in freezer | Norlake | kl26x66 |  | x | 743g
Ketcham Elementary School | Elementary | Reach in Fridge | TRUE | ts49 |  | x | 7185687
Ketcham Elementary School | Elementary | Steamer | sterling | sp2086imf00 |  | x | 12g6101
Ketcham Elementary School | Elementary | Reach in Freezer | TRUE | ts49f |  | x | 7253874
Key Elementary School | Elementary | Combi Oven | Rational | CM61 |  | x | E61MD01091052225
Key Elementary School | Elementary | 2 DR Reach In Refrigerator | Continental | 3R |  | x | 15514582
Key Elementary School | Elementary | Walk-in Refrigerator | Bally | 3678-P-4 |  | x | DX9107672-01
Key Elementary School | Elementary | Refrigerated Serving Line | Randall | RAN FTA4 |  | x | 000121623
Key Elementary School | Elementary | Disposal | Insinkerator | SS100-29 |  | x | WF-347970
Key Elementary School | Elementary | Milk Cooler | BeverageAir | SMF49 |  | x | 6016118?
Key Elementary School | Elementary | Convection Oven | Southbend | Unidentified | x |  | Unidentified
Key Elementary School | Elementary | Convection Oven | Southbend | Unidentified | x |  | Unidentified
Key Elementary School | Elementary | Steam Table | Randall | Unidentified |  | x | 009121624
Kimball Elementary School | Elementary | Serving Line | Wells | 1004tdm |  | x | mtd0909a007
Kimball Elementary School | Elementary | Milk Cooler | Bev Aire | sm49y1w |  | x | 9609638
Kimball Elementary School | Elementary | reach in fridge | Superior | r235 |  | x | 2030037
Kimball Elementary School | Elementary | reach in fridge | Superior | r235 |  | x | 2020003
Kimball Elementary School | Elementary | reach in fridge | Kelvenatior | Unidentified |  | x | 1250228254
Kimball Elementary School | Elementary | reach in fridge | Kelvenatior | Unidentified |  | x | kcbm48r
Kimball Elementary School | Elementary | Walk in fridge | Norlake | Unidentified |  | x | 1020780
Kimball Elementary School | Elementary | walk in freezer | Norlake | Unidentified |  | x | 5081406
Kimball Elementary School | Elementary | Serving Line | Unidentified | Unidentified |  | x | Unidentified
Kimball Elementary School | Elementary | Convection Oven | Imperial | icve1 | x |  | 107325215
King Elementary School | Elementary | Reach In Refrigerator | Superior | R23-S |  | X | R235-12030034
King Elementary School | Elementary | Reach In Refrigerator | Continental | KCBM48R |  | X | 911730004
King Elementary School | Elementary | Walk In Cooler | Bally | 3677.5-3-w |  | X | DX-1504489-02
King Elementary School | Elementary | Walk in Freezer | Bally | 3677.5-40P-W |  | X | DX1504489-01
King Elementary School | Elementary | Steamer | Southbend | E218-5 |  | X | 92082-1LL-0189
King Elementary School | Elementary | Milk Cooler | Beverage Air | SM49N |  | X | 9303275
King Elementary School | Elementary | Warmer | Vulcan | VHFA18-1 |  | X | S-52-1003754
King Elementary School | Elementary | Walk In Refrigerator | Norlake | KLB45CRS0989 / KLB77612CR24188 |  | X | 5081401/ 09120436
King Elementary School | Elementary | Convection Oven | Blodgett | zaphaire |  | X | 081500YA090T
King Elementary School | Elementary | Convection Oven | Blodgett | zaphaire |  | X | 081500YA099B
King Elementary School | Elementary | Steam Table | Wells | 1DD400TDM |  | X | M4TD0909A0008
King Elementary School | Elementary | Milk Cooler | Norlake | AR093SVS/0 |  | X | 3090403
King Elementary School | Elementary | Salad Bar | unidentified | unidentified |  | x | Unidentified
King Elementary School | Elementary | Reach in Freezer | unidentified | 2fss1 |  | x | 147a4297
King Elementary School | Elementary | steamer | sterling | sp00861mfoo |  | x | 08g6101
King Elementary School | Elementary | Warmer | Vulcan | VHFA18-1 |  | X | 52-1003749
Kramer Middle School | Middle School | Stove Top Range | Garland | G36-60 | X |  | …..150710010158
Kramer Middle School | Middle School | Steamer | Cleveland | 24CE10 |  | X | 1507230001160/59
Kramer Middle School | Middle School | Walk In Refrigerator | Kolpak | Unidentified |  | X | 410106755A
Kramer Middle School | Middle School | Reach In Refrigerator | Norlake | GR482WMW/0 |  | X | 3090456
Kramer Middle School | Middle School | Convection Oven | Garland | MC0-ES-105 | X |  | 1507230000963/62/65/61
Kramer Middle School | Middle School | Steam Table | ID#9301 | Unidentified |  | X | Unidentified
Kramer Middle School | Middle School | Warmer | Valcan | VBP151-1 |  | X | CF1004130/27
Kramer Middle School | Middle School | Slicer | Globe | 3975 |  | X | 398223
Kramer Middle School | Middle School | Buffalo Machine | Hobart | 84142 |  | X | 1499722
Kramer Middle School | Middle School | 3 Compartment Sink | Eagle | FN2054-3-30-14/3FDO |  |  | 1507241325
Kramer Middle School | Middle School | Cooler | Elite Server | SPE48-18M |  | X | 2930835103
Kramer Middle School | Middle School | Heat Lamp | Hatco | GRBW-60 |  | X | 6169190906
Kramer Middle School | Middle School | Ice Machine | Manitowoc | UD0240A-161B |  | X | Unidentified
Kramer Middle School | Middle School | Walk In Freezer | Kolpak | Unidentified |  | X | 410106755B
Kramer Middle School | Middle School | Heat Lamp | Hatco | GRSDS/H-300 |  | X | 6169300906
Lafayette Elementary School | Elementary | Walk-in Freezer | American Panel | FW3477.11 TWNL |  | x | 46138 D1
Lafayette Elementary School | Elementary | 2-Compartment Sink | unidentified | unidentified |  |  | Unidentified
Lafayette Elementary School | Elementary | Dishwasher | Hobart | AM15T |  | x | 231174333
Lafayette Elementary School | Elementary | 6-Burner Stove | Garland | MST43RC | x |  | 1603100102626
Lafayette Elementary School | Elementary | Convection Oven | Blodgett | DFG-100-3 | x |  | 031516RA005T
Lafayette Elementary School | Elementary | Convection Oven | Blodgett | DFG-100-3 | x |  | 031516RA006B
Lafayette Elementary School | Elementary | Steam Table | Delfield | KH-4-NU | x |  | 1604150002030
Lafayette Elementary School | Elementary | Refrigerator Serving Line | Delfield | KCSC-60-B |  | x | 1604150002028
Lafayette Elementary School | Elementary | Milk Cooler | Continental | MC3-59-D |  | x | 15636332
Lafayette Elementary School | Elementary | Garbage Disposal | Insinkerator | SS200-29 |  | x | 16029144395
Lafayette Elementary School | Elementary | 3 Compartment Sink | unidentified | unidentified |  | x | Unidentified
Lafayette Elementary School | Elementary | Steamer | AccuTemp | SNH-20-00 |  | x | 18788
Lafayette Elementary School | Elementary | Warmer | Traulsen | RHF132WP-HHG |  | x | T43678C16
Lafayette Elementary School | Elementary | Cold Holding Refrigerator | Traulsen | RHT23NPUT-HHG |  | x | T43683C16
Lafayette Elementary School | Elementary | Walk-in Refrigerator | American Panel | FW3477.11 TWNL |  | x | 46138 D2
Langdon Elementary School | Elementary | Stove Top Range | Southbend | 2799-1560 | X |  | 15G20896
Langdon Elementary School | Elementary | Steamer | Cleveland | 24CGA10.2 | X |  | 1.51E+12
Langdon Elementary School | Elementary | Walk In Refrigerator | Bally | BLP106LES2BTC6N |  | X | 159252791
Langdon Elementary School | Elementary | Reach In Refrigerator | Glenco, Continential | SLS-48-TE, DL2R |  | X | DD-306707, 15575511
Langdon Elementary School | Elementary | Convection Oven | Southbend | SLGS/22SC | X |  | 14M08062,14M080055
Langdon Elementary School | Elementary | Steam Table | Wells | 1004OOTOM, ACFP-3-7 |  | X | M4TD0909A0032, 683609J
Langdon Elementary School | Elementary | Milk Cooler | Beverage Aire | Unidentified |  | X | Unidentified
Langdon Elementary School | Elementary | Warmer | Precision, Vucan | RS-418-1, VB151-1 |  | X | 61486-0389, CF, 1000058
Langdon Elementary School | Elementary | Slicer | Sunkist | 100 |  | X | 86708
Langdon Elementary School | Elementary | Walk in Freezer | Bally | BLP106LES2BTC6N |  | X | 159253050
Langdon Elementary School | Elementary | Garbage disposal | Insinkerator | SS150-36 |  | X | 8129064263
Langley Elementary School | Elementary | Hobart | Hobart | 23-1132-121 |  | x | 130154
Langley Elementary School | Elementary | Convection Oven | Blodgett | Unidentified | x |  | Unidentified
Langley Elementary School | Elementary | Stove | Garland | Unidentified | x |  | Unidentified
Langley Elementary School | Elementary | Steamer | Stellar | 366 |  | x | Unidentified
Langley Elementary School | Elementary | Steamer | Stellar | 360 |  | x | Unidentified
Langley Elementary School | Elementary | Serving Line | Delfield | KH5NU37A |  | x | 1107150000735
Langley Elementary School | Elementary | Serving Line | Delfield | KCSC60B |  | x | 1107150000736
Langley Elementary School | Elementary | Serving Line | Delfield | Kc50NU |  | x | 1107150000737
Langley Elementary School | Elementary | Serving Line | Delfield | KCSC60B |  | x | 1107150000738
Langley Elementary School | Elementary | Serving Line | Delfield | KH5NU37A |  | x | 1107150000739
Langley Elementary School | Elementary | Reach in Fridge | Traulsen | RH232npx0038 |  | x | t165730G4
Langley Elementary School | Elementary | Warmer | Cvap | Unidentified |  | x | Unidentified
Langley Elementary School | Elementary | Walk in Fridge | Kolpak | Unidentified |  | x | 410030697B
Langley Elementary School | Elementary | Walk In Freezer | Kolpak | Unidentified |  | x | 41003697a
Langley Elementary School | Elementary | oven | Hobart | 23-1132-121 |  | x | 130154
Langley Elementary School | Elementary | Convection Oven | Blodgett | Unidentified | x |  | Unidentified
Langley Elementary School | Elementary | Stove | Garland | Unidentified | x |  | Unidentified
Langley Elementary School | Elementary | Steamer | Stellar | 366 |  | x | Unidentified
Langley Elementary School | Elementary | Steamer | Stellar | 360 |  | x | Unidentified
Langley Elementary School | Elementary | Serving Line | Delfield | KH5NU37A |  | x | 1107150000735
Langley Elementary School | Elementary | Serving Line | Delfield | KCSC60B |  | x | 1107150000736
Langley Elementary School | Elementary | Serving Line | Delfield | Kc50NU |  | x | 1107150000737
Langley Elementary School | Elementary | Serving Line | Delfield | KCSC60B |  | x | 1107150000738
Langley Elementary School | Elementary | Serving Line | Delfield | KH5NU37A |  | x | 1107150000739
Langley Elementary School | Elementary | Reach in Fridge | Traulsen | RH232npx0038 |  | x | t165730G4
Langley Elementary School | Elementary | Warmer | Cvap | Unidentified |  | x | Unidentified
Langley Elementary School | Elementary | Walk in Fridge | Kolpak | Unidentified |  | x | 410030697B
Langley Elementary School | Elementary | Walk In Freezer | Kolpak | Unidentified |  | x | 41003697a
LaSalle-Backus Education Campus | Education Campus | Walk-in Refrigerator | Norlake | KLC7766C1 |  | x | 3090244
LaSalle-Backus Education Campus | Education Campus | Walk-in Refrigerator | Norlake | Unidentified |  | x | Unidentified
LaSalle-Backus Education Campus | Education Campus | 2DR Reach In Refrigerator | Kelvinator | KCBM48R |  | x | Unidentified
LaSalle-Backus Education Campus | Education Campus | 2DR Reach In Refrigerator | Kelvinator | KCBM48R |  | x | Unidentified
LaSalle-Backus Education Campus | Education Campus | Cold Serving Line | Wells | Unidentified |  | x | Unidentified
LaSalle-Backus Education Campus | Education Campus | Convection Oven | Blodgett | Unidentified | x |  | Unidentified
LaSalle-Backus Education Campus | Education Campus | Convection Oven | Blodgett | Unidentified | x |  | Unidentified
LaSalle-Backus Education Campus | Education Campus | Steam Table | Wells | MOD400TCM |  | x | M4TD1009A001
LaSalle-Backus Education Campus | Education Campus | Milk Cooler | Beverage Air | SM49N |  | x | 9207089?
LaSalle-Backus Education Campus | Education Campus | 2DR Reach In Freezer | TRUE | T-49F |  | x | 1-2786602
LaSalle-Backus Education Campus | Education Campus | 2DR Reach In Freezer | Continental | 2FE |  | x | 14787316
LaSalle-Backus Education Campus | Education Campus | Warmer | Vulcan | Unidentified |  | x | Unidentified
LaSalle-Backus Education Campus | Education Campus | Steamer | Sterling Mfg | SP208-6-1MF00 |  | x | 12G6102
Leckie Elementary School | Elementary | Walk In Refrigerator | Kelvinator | 12505228254 |  | X | 16519170315010205
Leckie Elementary School | Elementary | Double stack oven | blodgett | zaphire | X |  | 0312004a082t
Leckie Elementary School | Elementary | Steamer | LOLO | ST-6E | X | X | J163216-1-1
Leckie Elementary School | Elementary | Reach In Refrigerator | Bally | 3677/5/3/w |  | X | Unidentified
Leckie Elementary School | Elementary | Reach in Refrigerator | Kelvinator | KCBM48R |  | x | Unidentified
Leckie Elementary School | Elementary | Convection Oven | Blodgett | 5000062045 | X |  | Unidentified
Leckie Elementary School | Elementary | Steam Table | Precision | bbllart |  | X | 54590
Leckie Elementary School | Elementary | Milk Cooler | Bevaire | sm49n |  | X | 93032080
Leckie Elementary School | Elementary | Warmer | vulcan | Unidentified |  |  | Unidentified
Leckie Elementary School | Elementary | 3 Compartment Sink | Precision | 5000062054 |  | X | Unidentified
Leckie Elementary School | Elementary | freezer | Intertek | mbf8002 |  | X | Unidentified
Leckie Elementary School | Elementary | TWO COMPARTMENT SINK | AO | Unidentified |  |  | Unidentified
Ludlow-Taylor Elementary School | Elementary | Milk Cooler | Bev Aire | sm34NW |  | x | 11303142
Ludlow-Taylor Elementary School | Elementary | Serving Line | Wells | 00400tdm |  | x | 141td00a004
Ludlow-Taylor Elementary School | Elementary | warmer | Cvap | Unidentified |  | x | Unidentified
Ludlow-Taylor Elementary School | Elementary | warmer | Vulcan | Unidentified |  | x | Unidentified
Ludlow-Taylor Elementary School | Elementary | Walk in Fridge | Norlake | klch6cr0672695491r |  | x | 88203020
Ludlow-Taylor Elementary School | Elementary | Convection Oven | Imperial | icvg2 | x |  | 8415015
Ludlow-Taylor Elementary School | Elementary | Convection Oven | Blodgett | Zaphiarre | x |  | 081500ya049t
Ludlow-Taylor Elementary School | Elementary | Steamer | Lo Lo | st6e |  | x | j17129011
Ludlow-Taylor Elementary School | Elementary | Walk in Fridge | Norlake | unidentified |  | x | Unidentified
Ludlow-Taylor Elementary School | Elementary | Walk in Fridge | norlake | unidentified |  | x | Unidentified
Ludlow-Taylor Elementary School | Elementary | Reach in Fridge | Superior | r23s |  | x | 12030043
Ludlow-Taylor Elementary School | Elementary | Convection Oven | Blodgett | D031571 |  | X | 081500YA090T
Luke C. Moore High School | High School | Steamer | Cleveland | 24cga10 | X |  | WC97281-06g-01
Luke C. Moore High School | High School | Walk In Refrigerator | ThermoKool | TK-3476-WF-R |  | X | 46087 CRTS
Luke C. Moore High School | High School | Convection Oven | Garland | Unidentified | X |  | Unidentified
Luke C. Moore High School | High School | Steam Table | Delfield | KH4-NU |  | X | 0604036002184M
Luke C. Moore High School | High School | 3 Compartment Sink | Unidentified | Unidentified |  |  | Unidentified
Luke C. Moore High School | High School | Tilt Skillet | Unidentified | Unidentified |  |  | Unidentified
Luke C. Moore High School | High School | Walk In Freezer | ThermoKool | TK-3476-WF-R |  | X | 46087 CRTS
Mann Elementary School | Elementary | Milk Cooler | Bev Aire | sm49ns |  | x | 11300334
Mann Elementary School | Elementary | Soup Kettle Combo | Blodgett | 6gsb | x | x | m052015
Mann Elementary School | Elementary | Stove | Blodgett | bh4360100184599 | x |  | 33086tg
Mann Elementary School | Elementary | Combo | Blodgett | bcx14gaa |  | x | 040615jv069s
Mann Elementary School | Elementary | Reach in Freezer | Victory | fsa1ds1hd |  | x | 11504058
Mann Elementary School | Elementary | Ice Machine | Hoshizaki | km515mah |  | x | d18321m
Mann Elementary School | Elementary | Reach in fridge | Victory | rsa1ds1pt |  | x | Unidentified
Mann Elementary School | Elementary | warmer | Victory | Unidentified |  | x | Unidentified
Mann Elementary School | Elementary | Dish Machine | hobart | am15vl |  | x | 231164244
Mann Elementary School | Elementary | Walk in Fridge | Therma Rite | Unidentified |  | x | 07556jo1
Mann Elementary School | Elementary | walk in freezer | Therma Rite | Unidentified |  | x | 20755601
Mann Elementary School | Elementary | Robot coupe | Robot coupe | R401a |  | x | 6600162603h12
Mann Elementary School | Elementary | Slicer | Berkel | 825aplus |  | x | e011052676
Mann Elementary School | Elementary | Serving Line | Standex | cw5 |  | x | 200171504006
Mann Elementary School | Elementary | Serving Line | Standex | Unidentified |  | x | Unidentified
Mann Elementary School | Elementary | Serving Line | Standex | Unidentified |  | x | Unidentified
Marie Reed Elementary School | Elementary | Walk In Fridge | Norlake | Unidentified |  | X | Unidentified
Marie Reed Elementary School | Elementary | Walk In Fridge | Norlake | 6R482WmW10 |  | X | 3090451
Marie Reed Elementary School | Elementary | Convection Oven | Lang | Unidentified | X |  | Unidentified
Marie Reed Elementary School | Elementary | Convection Oven | Lang | Unidentified | X |  | Unidentified
Marie Reed Elementary School | Elementary | Convection Oven | Lang | Unidentified | X |  | Unidentified
Marie Reed Elementary School | Elementary | Convection Oven | Lang | Unidentified | X |  | Unidentified
Marie Reed Elementary School | Elementary | Walk In Freezer | Norlake | W18350 |  | X | 03090328
Marie Reed Elementary School | Elementary | Salad Cooler | Heritage | Unidentified |  | X | Unidentified
Marie Reed Elementary School | Elementary | Service Line Hot + Cold | Wells | MOD400TOM |  | X | Unidentified
Marie Reed Elementary School | Elementary | Service Line Hot + Cold | Wells | MOD400TOM |  | X | Unidentified
Marie Reed Elementary School | Elementary | Walk In Fridge | Norlake | W18347 |  | X | 03090319
Marie Reed Elementary School | Elementary | Walk In Fridge | Norlake | KL2X66 |  | X | Unidentified
Marie Reed Elementary School | Elementary | Warmer | Vulcan | VDP151-1 |  | X | Unidentified
Marie Reed Elementary School | Elementary | Warmer | Metro | C539-HFC-L |  | X | Unidentified
Marie Reed Elementary School | Elementary | Milk Cooler | Norlake | AR082SVS/0 |  | X | 02080460
Marie Reed Elementary School | Elementary | Ice Machine | Hoshizaki | B700PF |  | X | T571412
Maury Elementary School | Elementary | Walk In Refrigerator | tafco | Unidentified |  | X | Unidentified
Maury Elementary School | Elementary | Convection Oven | tri star | BCOEl |  | X | 53626150704
Maury Elementary School | Elementary | Steam Table | Wells | 40000tdm |  | X | 1285
Maury Elementary School | Elementary | Milk Cooler | Norlake | AR083SVS0 |  | X | 03090415
Maury Elementary School | Elementary | Walk In Freezer | Norlake | pmiccf46cr85991 |  | X | 01020775
Maury Elementary School | Elementary | Steamer | cleveland | Unidentified |  | x | Unidentified
Maury Elementary School | Elementary | warmer | volcan | ar082315 |  | x | 3090105
McKinley Technology Middle and High School | Middle & High School | Ice Machine | Manitwoc | 5570 |  | x | 30321903
McKinley Technology Middle and High School | Middle & High School | Warmer | Delfield | Unidentified |  | x | Unidentified
McKinley Technology Middle and High School | Middle & High School | Warmer | Delfield | Unidentified |  | x | Unidentified
McKinley Technology Middle and High School | Middle & High School | Cooler | Delfield | SRPTI-SH |  | x | 0309036100268-T
McKinley Technology Middle and High School | Middle & High School | Cooler | Delfield | SRPTI-SH |  | x | 0309036100269-T
McKinley Technology Middle and High School | Middle & High School | Steamer | Cleaveland | 24CGA10 |  | x | WC81638-03E01
McKinley Technology Middle and High School | Middle & High School | Tilt Skillet | Cleaveland | Unidentified |  | x | Unidentified
McKinley Technology Middle and High School | Middle & High School | Stove | Garland | Unidentified |  | x | DWG2529600
McKinley Technology Middle and High School | Middle & High School | Flat top | Garland | Unidentified | x |  | Unidentified
McKinley Technology Middle and High School | Middle & High School | Convection Oven | Garland | Unidentified | x |  | Unidentified
McKinley Technology Middle and High School | Middle & High School | Convection Oven | Garland | Unidentified | x |  | Unidentified
McKinley Technology Middle and High School | Middle & High School | Pizza Maker | Lincoln | Unidentified |  | x | Unidentified
McKinley Technology Middle and High School | Middle & High School | Serving Line | Delfield | KH4NU |  | x | 105906010M
McKinley Technology Middle and High School | Middle & High School | Serving Line | Delfield | KC50 |  | x | 105906069M
McKinley Technology Middle and High School | Middle & High School | Serving Line | Delfield | KCSC60B |  | x | 105906068M
McKinley Technology Middle and High School | Middle & High School | Serving Line | Delfield | KC50 |  | x | 105906007M
McKinley Technology Middle and High School | Middle & High School | Serving Line | Delfield | KC30 |  | x | 105906006M
McKinley Technology Middle and High School | Middle & High School | Serving Line | Delfield | KC30 |  | x | 105906005M
McKinley Technology Middle and High School | Middle & High School | Serving Line | Delfield | KC50 |  | x | 105906004M
McKinley Technology Middle and High School | Middle & High School | Serving Line | Delfield | KCSC60B |  | x | 105906003M
McKinley Technology Middle and High School | Middle & High School | Serving Line | Delfield | KC50 |  | x | 105906002M
McKinley Technology Middle and High School | Middle & High School | Serving Line | Delfield | KH4NU |  | x | 1059066001M
McKinley Technology Middle and High School | Middle & High School | Milk Cooler | Bev-Air | SMF34 |  | x | 6801417
McKinley Technology Middle and High School | Middle & High School | Milk Cooler | Bev-Air | SMF34 |  | x | 6801416
McKinley Technology Middle and High School | Middle & High School | Walk in Fridge | Themo Kool | TK3476WFR |  | x | 40553
McKinley Technology Middle and High School | Middle & High School | Walk In Freezer | Themo Kool | TK3476WFR |  | x | 48552
McKinley Technology Middle and High School | Middle & High School | Walk In Freezer | Kolpak | Unidentified |  | X | 410085290DN3S
McKinley Technology Middle and High School | Middle & High School | Walk In Refrigerator | Kolpak | Unidentified |  | X | 410085290DN2S
McKinley Technology Middle and High School | Middle & High School | Convection Oven | Cleveland | OGS1020 | x |  | 1407230000202
McKinley Technology Middle and High School | Middle & High School | Oven | Garland | MCOGS10S | x |  | 1407230000333
McKinley Technology Middle and High School | Middle & High School | Steamer | Cleveland | 24CGA10 |  | x | 14072300000295
McKinley Technology Middle and High School | Middle & High School | Reach In Refrigerator | Delfield | Unidentified |  | X | Unidentified
McKinley Technology Middle and High School | Middle & High School | Warmer | Hatco | FSHC17W20 |  | x | 5172951426
McKinley Technology Middle and High School | Middle & High School | Milk Cooler | TRUE | TMC58-S-SS |  | x | 766402
McKinley Technology Middle and High School | Middle & High School | Salad Bar | Eagle | W00869 |  | x | 18002280020
Miner Elementary School | Elementary | Steamer | Lolo | J-1-1 |  | X | Unidentified
Miner Elementary School | Elementary | Walk In Refrigerator | Brown | UDS 4 |  | X | 8652
Miner Elementary School | Elementary | Convection Oven | Blodgett | ZEPHAIRE |  | X | 8648
Miner Elementary School | Elementary | Steam Table | Wells | M00400TDM |  | X | M4TD0909A0009
Miner Elementary School | Elementary | Milk Cooler | Beverage Aire | SM49N |  | X | 9207118
Miner Elementary School | Elementary | Walk In Freezer | Brown | 94443-1D2 |  | X | 8653
Miner Elementary School | Elementary | Combo | Rational | sccwe62 | x | x | e62sh12042298533
Miner Elementary School | Elementary | Reach in cooler | Contential | dlrssgppthd |  | x | 152776624
Miner Elementary School | Elementary | Reach in cooler | Contential | dlrssgppthd |  | x | 15277624
Miner Elementary School | Elementary | Warmer | Contential | Unidentified |  | x | Unidentified
Miner Elementary School | Elementary | warmer | Contential | Unidentified |  | x | Unidentified
Miner Elementary School | Elementary | Dish Machine | meiko | Unidentified |  | x | Unidentified
Miner Elementary School | Elementary | Milk Cooler | Kev | kcmc49rw |  | x | 1b52101820
Miner Elementary School | Elementary | Milk Cooler | Contential | mc3ss |  | x | 15274430
Miner Elementary School | Elementary | warmer | vulcan | Unidentified |  | x | Unidentified
Miner Elementary School | Elementary | Serving Line | Delfield | kcsc60b |  | x | 1207150000360
Miner Elementary School | Elementary | Serving Line | Delfield | kcsc60b |  | x | 1207150000355
Miner Elementary School | Elementary | Serving Line | Delfield | kcsc60b |  | x | 1207150000357
Miner Elementary School | Elementary | Serving Line | Delfield | kcsc60b |  | x | 1207150000358
Miner Elementary School | Elementary | Steam Line Cold Side | Delfield | N814313 |  | X | 809150000876
Miner Elementary School | Elementary | 2 compartment sink | Unidentified | Unidentified |  |  | 5000071994
Miner Elementary School | Elementary | 2 Compartment Sink | Unidentified | Unidentified |  |  | 5000071993
Miner Elementary School | Elementary | Steamer | South Bend | Unidentified |  | X | Unidentified
Moten Elementary School | Elementary | Stove Top Range | Garland | Unidentified | X |  | Unidentified
Moten Elementary School | Elementary | Steamer | Cleveland | 22CGT6.1 |  | X | 1.20723E+12
Moten Elementary School | Elementary | Walk In Refrigerator | Master Built | E38LU094BS |  | X | 902618
Moten Elementary School | Elementary | Reach In Refrigerator | Delfield | KCSC-60-8 |  | X | 1207150000355/360
Moten Elementary School | Elementary | Combination Oven | Rational | SCCWE62 |  | X | E62SH12042298533/524
Moten Elementary School | Elementary | Steam Table | Delfield | KH-5-NU |  | X | 1207150000357/358
Moten Elementary School | Elementary | Warmer Temporary Holding | Winston | 4000A |  | X | Unidentified
Moten Elementary School | Elementary | Coolers Temporary Holding | Contenental | DL1R556DPTHD |  | X | 15277625/15277624
Moten Elementary School | Elementary | Walk In Freezer | Master Built | F38LV0934RS600316 |  | X | 902168
Moten Elementary School | Elementary | Dish Machine | Meiko | DU8027 |  | X | 30004133
Murch Elementary School | Elementary | Convection Oven | Imperial | Unidentified | x |  | Unidentified
Murch Elementary School | Elementary | Convection Oven | Imperial | Unidentified | x |  | Unidentified
Murch Elementary School | Elementary | 2 DR Reach-in Refrigerator | Superior | R49-S |  | x | 120020022
Murch Elementary School | Elementary | Steamer | AccuTemp | SNH-11-00 |  | x | 18094
Murch Elementary School | Elementary | 2 DR Reach-in Refrigerator | TRUE | T-49F |  | x | 1-2786842
Murch Elementary School | Elementary | Warmer | Vulcan | unidentified |  | x | Unidentified
Murch Elementary School | Elementary | Disposal | Insinkerator | SS100-28 |  | x | 16069148297
Murch Elementary School | Elementary | Steam Table | Duke | HB3HF |  | x | 12091705
Murch Elementary School | Elementary | Cold Serving Line | Duke | HB3CM-N7 M |  | x | 12091615
Murch Elementary School | Elementary | Milk Cooler | TRUE | TMC-49-DS-SS |  | x | 7596223
Nalle Elementary School | Elementary | Stove Top Range | Vulcan | N/A | X |  | 5000071983
Nalle Elementary School | Elementary | Walk In Refrigerator | Noralake | KLC7766-CL-36 |  | X | 3090239
Nalle Elementary School | Elementary | Reach In Refrigerator | Superior | R49-s |  | X | R495-12020013
Nalle Elementary School | Elementary | Combination Oven | Garland | S63NX32K-7538 | X |  | 5000071983
Nalle Elementary School | Elementary | Convection Oven Double | Imperial | 70000 | X |  | 70000
Nalle Elementary School | Elementary | Steam Table | Delfield Enodis | n8759-D |  | X | 806150002133
Nalle Elementary School | Elementary | Milk Cooler | TRUE | TMC-49 |  | X | 5015415
Nalle Elementary School | Elementary | Warmer Temporary Holding | Vulcan | VBP15I-1 |  | X | CF-1004106
Nalle Elementary School | Elementary | Salad Bar | Rollrath | M37075-00002-EFA |  | X | C210-00548877-003
Nalle Elementary School | Elementary | Walk In Refrigerator | Cold Vault | 3678-3-P |  | X | DX1207400
Nalle Elementary School | Elementary | Walk In Freezer | Noralake | PMKLF46-CR |  | X | 1020776
Nalle Elementary School | Elementary | Reach In Freezer | TRUE | T_49F |  | X | 1-2786838
Nalle Elementary School | Elementary | Warmer | F.W.E | MTU-12 |  | X | 8209052
Nalle Elementary School | Elementary | Steam Line Cold Side | Delfield | N814313 |  | X | 809150000876
Nalle Elementary School | Elementary | 2 compartment sink | Unidentified | Unidentified |  |  | 5000071994
Nalle Elementary School | Elementary | 2 Compartment Sink | Unidentified | Unidentified |  |  | 5000071993
Nalle Elementary School | Elementary | Steamer | Southbend | EZ218-5 |  | x | 95688-8mm-2813
Noyes Elementary School | Elementary | Walk in Fridge | Brown | uds4 |  | x | 97641d1
Noyes Elementary School | Elementary | walk in freezer | Brown | uds4 |  | x | 976941d2
Noyes Elementary School | Elementary | Convection Oven | Blodgett | Unidentified | x |  | Unidentified
Noyes Elementary School | Elementary | Convection Oven | Blodgett | Unidentified | x |  | Unidentified
Noyes Elementary School | Elementary | Serving Line | Wells | 900400tdm |  | x | 144td1009a009
Noyes Elementary School | Elementary | Milk Cooler | Bev-Air | SM49NW |  | x | Unidentified
Orr Elementary School | Elementary | Serving Line | Wells | 10d400tdm |  | x | m4td1109a0048
Orr Elementary School | Elementary | Milk Cooler | Bev Aire | sm49nw |  | x | 11207184
Orr Elementary School | Elementary | Steamer | Southbend | ez18519192 |  | x | 12kk3875
Orr Elementary School | Elementary | Warmer | Crescor | Unidentified |  | x | Unidentified
Orr Elementary School | Elementary | Reach in Freezer | atosa | mbf8002 |  | x | 1505c4001
Orr Elementary School | Elementary | Reach in fridge | Kelvenatior | mbf8002 |  | x | 125052282541
Orr Elementary School | Elementary | reach in fridge | Delfield | 600xl |  | x | Unidentified
Orr Elementary School | Elementary | reach in freezer | Glenco | slfs37te |  | x | 308842
Orr Elementary School | Elementary | Reach in fridge | Glenco | sls48te |  | x | dd306705
Orr Elementary School | Elementary | reach in fridge | superior | r23 |  | x | 12030036
Orr Elementary School | Elementary | walk in fridge | Foster | Unidentified |  | x | Unidentified
Oyster-Adams Bilingual School | Elementary | Steamer | LoLo | RS-7E |  | X | L173665
Oyster-Adams Bilingual School | Elementary | Double stack oven | Unidentified | Unidentified |  | X | Unidentified
Oyster-Adams Bilingual School | Elementary | Walk In Refrigerator | Norlake | W 06429-6 | X |  | 94080986
Oyster-Adams Bilingual School | Elementary | Convection Oven | Blodgett | Unidentified |  | X | Unidentified
Oyster-Adams Bilingual School | Elementary | Steam Table | Blodgett | N8759-D |  | X | 94080986
Oyster-Adams Bilingual School | Elementary | Milk Cooler | Norlake | TMC-49 |  | X | 94080986
Oyster-Adams Bilingual School | Elementary | Milk Cooler | TRUE | TMC - 34 - S -DS - SS |  | X | 1 - 4785467
Oyster-Adams Bilingual School | Elementary | Warmer Temporary Holding | 8209043 | MTU-12 |  | X | 94080986
Oyster-Adams Bilingual School | Elementary | Walk In Freezer | Norlake | KLF45-CR 58890 |  | X | 8209043
Patterson Elementary School | Elementary | Walk in Refrigerator | Brown | uds4 |  | x | 976931d1
Patterson Elementary School | Elementary | Walk In Freezer | Brown | UDS-45 |  | X | 97693-1D2
Patterson Elementary School | Elementary | Double stack oven | IMPERIAL | ICVE-1 |  | X | 07324915
Patterson Elementary School | Elementary | Convection Oven | Blodgett | Unidentified | X |  | Unidentified
Patterson Elementary School | Elementary | Steam Table | Wells | 100400TDM |  | X | M4TD1009A0010
Patterson Elementary School | Elementary | Milk Cooler | Beverage Air | SMF49 |  | X | 2354169
Patterson Elementary School | Elementary | Warmer Temporary Holding | Crestor | H137SUA12C |  | X | KAC-J-J21649-248
Patterson Elementary School | Elementary | Steamer | Southbend | unidentified |  | X | Unidentified
Payne Elementary School | Elementary | Service Line | Wells | MOD4OOTDM |  | x | ADT1289
Payne Elementary School | Elementary | Milk Cooler | Beverage Air | SM49N |  | X | 10903900
Payne Elementary School | Elementary | Warmer | Crescor | Unidentified |  | x | Unidentified
Payne Elementary School | Elementary | Combination Oven | Hobart | Unidentified |  | X | DR 1001117
Payne Elementary School | Elementary | Convection Oven | Vulcan | Unidentified |  | X | 541046122 481822483
Payne Elementary School | Elementary | Steamer | Groen | Unidentified |  | X | J160299-1-1-T
Payne Elementary School | Elementary | Reach In Refrigerator | Kelvinator | 12505228254 |  | X | 6084170314040356
Payne Elementary School | Elementary | Walk In Freezer | Norlake | Unidentified |  | x | 7100895
Payne Elementary School | Elementary | Fridge | Norlake | 7100895 |  |  | Unidentified
Payne Elementary School | Elementary | Ice Machine | Hoshizaki | KM515MAH |  | x | D05279F
Peabody Elementary School | Elementary | Milk Cooler | Bev Aire | stf49y14w |  | x | 10604006
Peabody Elementary School | Elementary | Serving Line | Wells | 1400tdm |  | x | aot1206
Peabody Elementary School | Elementary | Reach in Fridge | Everest | Eswr2 |  | x | bswr213050005
Peabody Elementary School | Elementary | Warmer | Crescor | Unidentified |  | x | Unidentified
Peabody Elementary School | Elementary | Convection Oven | Vulcan | Unidentified | x |  | Unidentified
Peabody Elementary School | Elementary | freezer | TRUE | t49f |  | x | 12829684
Peabody Elementary School | Elementary | Warmer | Alto sham | Unidentified |  | x | Unidentified
Peabody Elementary School | Elementary | reach in fridge | Everest | Eswr2 |  | x | bswr2136009
Phelps Architecture, Construction, and Engineering High School | High School | Stand up Cooler | Oasis | c07178r |  | x | 20565dl171935
Phelps Architecture, Construction, and Engineering High School | High School | Stand up Cooler | Oasis | c07178r |  | x | 20565dl171934
Phelps Architecture, Construction, and Engineering High School | High School | Display Warmer | Hatco | Unidentified |  | x | Unidentified
Phelps Architecture, Construction, and Engineering High School | High School | Display Warmer | Hatco | Unidentified |  | x | Unidentified
Phelps Architecture, Construction, and Engineering High School | High School | Display Warmer | Hatco | Unidentified |  | x | Unidentified
Phelps Architecture, Construction, and Engineering High School | High School | Display Warmer | Hatco | Unidentified |  | x | Unidentified
Phelps Architecture, Construction, and Engineering High School | High School | Serving Line | Delfield | Mark 007 |  | x | 80315001345
Phelps Architecture, Construction, and Engineering High School | High School | Serving Line | Delfield | Mark 007 |  | x | 80315001343
Phelps Architecture, Construction, and Engineering High School | High School | Serving Line | Delfield | Mark 007 |  | x | 80315001347
Phelps Architecture, Construction, and Engineering High School | High School | Serving Line | Delfield | Mark 007 |  | x | 80315001346
Phelps Architecture, Construction, and Engineering High School | High School | Fridge | Delfield | ssprt1ghsh2360 |  | x | 804152000756
Phelps Architecture, Construction, and Engineering High School | High School | Fridge | Delfield | ssprt1ghsh2360 |  | x | 80415200757
Phelps Architecture, Construction, and Engineering High School | High School | Serving Line | Delfield | kh6nu |  | x | 8031500
Phelps Architecture, Construction, and Engineering High School | High School | Warmer | Cvap | Unidentified |  | x | Unidentified
Phelps Architecture, Construction, and Engineering High School | High School | warmer | Cvap | Unidentified |  | x | Unidentified
Phelps Architecture, Construction, and Engineering High School | High School | Mixer | Hobart | hl300 |  | x | 31148123
Phelps Architecture, Construction, and Engineering High School | High School | Stove | Southbend | p36cbbb | x |  | 10e02266
Phelps Architecture, Construction, and Engineering High School | High School | Convection Oven | Blodgett | Unidentified | x |  | 052306ra0067
Phelps Architecture, Construction, and Engineering High School | High School | Combo | Rational | scc102G | x |  | g12se0801217629
Phelps Architecture, Construction, and Engineering High School | High School | Pizza Maker | Toast Master | pha518 |  | x | 558320002408
Phelps Architecture, Construction, and Engineering High School | High School | Ice Machine | Prodigy | b322s |  | x | 831320014366
Phelps Architecture, Construction, and Engineering High School | High School | Steamer | Cleveland | Unidentified |  | x | Unidentified
Phelps Architecture, Construction, and Engineering High School | High School | Soup Kettle | Cleveland | Unidentified |  | x | Unidentified
Phelps Architecture, Construction, and Engineering High School | High School | Flat Top | Garland | Unidentified |  | x | Unidentified
Phelps Architecture, Construction, and Engineering High School | High School | Slicer | Globe | 3850p |  | x | 3850399
Phelps Architecture, Construction, and Engineering High School | High School | Walk in Fridge | Brown | Unidentified |  | x | Locked
Phelps Architecture, Construction, and Engineering High School | High School | Walk in Freezer | Brown | Unidentified |  | x | Locked
Phelps Architecture, Construction, and Engineering High School | High School | Cooler | Drake | hb4cmm |  | X | 8113301
Plummer Elementary School | Elementary | Freezer | Continental | 2F-SS |  | x | 147A4300
Plummer Elementary School | Elementary | Steam Table | Wells | 100400TOM |  | X | M4T01009A0006
Plummer Elementary School | Elementary | Walk In Refrigerator | Bally | 3678-3-L |  | X | 1206767
Plummer Elementary School | Elementary | Reach In Refrigerator | Superior | R49-S |  | X | R49S-1202004
Plummer Elementary School | Elementary | Reach In Refrigerator | Continental | KCBM48R |  | X | C22.2 - 120-M91
Plummer Elementary School | Elementary | Combination Oven | Vulcan | 5KCP49JN9005AS |  | X | V208-230
Plummer Elementary School | Elementary | Milk Cooler | Beverage Air | SM34N-W |  | X | R404A
Plummer Elementary School | Elementary | Warmer | Metro C5 Holding | 39-HFS-U |  | X | C05-206
Plummer Elementary School | Elementary | Warmer | EPCO | C5INSA839-11HPT-DD |  | X | 10220IH18
Plummer Elementary School | Elementary | 3 Compartment Sink | Eagle | 414-16-3-18 |  |  | 1308240181
Powell Elementary School | Elementary | Walk In Freezer | Norlake | 1 - 4785466 |  | X | 1020774
Powell Elementary School | Elementary | Walk In Cooler | Norlake | W18348 |  | X | 3090327
Powell Elementary School | Elementary | Convection Oven Double | Blodgett | Zephaire |  | X | Unidentified
Powell Elementary School | Elementary | Steamer | South Bend | E218-5 |  | X | 90755-6kk-1626
Powell Elementary School | Elementary | Serving Line | Wells | MOD400TOM |  | X | Unidentified
Powell Elementary School | Elementary | Warmer Temporary Holding | Few | MTU - 12 |  | X | 7190162
Powell Elementary School | Elementary | Cold serving line | Wells | MOD400TOM |  | X | 5578340832
Powell Elementary School | Elementary | Milk Cooler | Kelvinator | KCMC49RW |  | X | Unidentified
Randle Highlands Elementary School | Elementary | Milk Cooler | Powers | Unidentified |  | x | Unidentified
Randle Highlands Elementary School | Elementary | Serving Line | Unidentified | Unidentified |  | x | Unidentified
Randle Highlands Elementary School | Elementary | Serving Line | Wells | 100400tdm |  | x | 14td0900a003
Randle Highlands Elementary School | Elementary | Warmer | Crescor | Unidentified |  | x | Unidentified
Randle Highlands Elementary School | Elementary | walk in fridge | Norlake | klb7746cm13258 |  | x | 2081081
Randle Highlands Elementary School | Elementary | Walk in Freezer | Norlake | Unidentified |  | x | Unidentified
Randle Highlands Elementary School | Elementary | reach in fridge | Norlake | gr482wmw0 |  | x | 3090449
Randle Highlands Elementary School | Elementary | Milk Cooler | Norlake | ar0825vs |  | x | 3090416
Randle Highlands Elementary School | Elementary | Steamer | Southbend | ez185 |  | x | 920821ll0187
Randle Highlands Elementary School | Elementary | Convection Oven | Vulcan | Unidentified | x |  | Unidentified
Randle Highlands Elementary School | Elementary | Convection Oven | Vulcan | Unidentified | x |  | Unidentified
Randle Highlands Elementary School | Elementary | Reach in fridge | TRUE | ts49 |  | x | 7115754
Raymond Education Campus | Education Campus | Steamer | LoLo | ST-6E |  | X | J170508-1-1
Raymond Education Campus | Education Campus | Walk In Fridge | Norlake | KLB45 |  | x | 05081397
Raymond Education Campus | Education Campus | Double Oven | Garland | Master 450 | x |  | Unidentified
Raymond Education Campus | Education Campus | Double Stack Oven | Vulcan | Unidentified | x |  | Unidentified
Raymond Education Campus | Education Campus | Service Line | Wells | 400Tom |  | x | M4TD1009A0024
Raymond Education Campus | Education Campus | Milk Cooler | Kelvinator | KCMC58RW |  | x | Unidentified
Raymond Education Campus | Education Campus | Milk Cooler | Beverage Aire | SM49N |  | X | Unidentified
Raymond Education Campus | Education Campus | Milk Cooler | Beverage Aire | 5MF49-1-W |  | X | Unidentified
Raymond Education Campus | Education Campus | Reach in Cooler | TRUE | ts49 |  | x | 7048809
Raymond Education Campus | Education Campus | Walk In Freezer | Norlake | KLF66-CR |  | x | 80463
Raymond Education Campus | Education Campus | Reach In Fridge | Kelvinator | KCBM48R |  | x | Unidentified
River Terrace Education Campus | Education Campus | Stove Top Range | Garland | 6 burner | X |  | Unidentified
River Terrace Education Campus | Education Campus | Steamer | Accutemp | NG1201E06000200 |  | X | 46271
River Terrace Education Campus | Education Campus | Walk In Refrigerator | Bally | 3477.75-3-3-A--W |  | X | DX1405098-2
River Terrace Education Campus | Education Campus | Reach In Refrigerator | Delfield | Specification Line |  | X | ...1501150001602
River Terrace Education Campus | Education Campus | Combination Oven | Unidentified | Unidentified |  |  | Unidentified
River Terrace Education Campus | Education Campus | Convection Oven | Garland | MCO-GS-105 | X |  | 1412230000168/169
River Terrace Education Campus | Education Campus | Steam Table | Delfield | MARK7000 |  | X | ….1501150001602
River Terrace Education Campus | Education Campus | 3 Compartment Sink | Prostainless | Unidentified |  |  | Unidentified
River Terrace Education Campus | Education Campus | Coolers Temporary Holding | Delfield | Mark7000 |  | X | …..15011500001603
River Terrace Education Campus | Education Campus | Ice Machine | Scottsman | Unidentified |  | X | Unidentified
River Terrace Education Campus | Education Campus | Dish Machine | Mieko | DV102-27 |  | X | 30005630
River Terrace Education Campus | Education Campus | Walk In Freezer | Bally | Unidentified |  | X | DX10405098-1
Ron Brown College Preparatory High School | High School | Service Line hot/cold | Delfield | F180-572 |  | X | 1607 400 1196
Ron Brown College Preparatory High School | High School | Service Line Cold | Delfield | 447-2nA71 |  | X | 1606152002359
Ron Brown College Preparatory High School | High School | Service Line Hot | Delfield | 447-2nA72 |  | X | Unidentified
Ron Brown College Preparatory High School | High School | Service Line Cold | Delfield | 447-2nA73 |  | X | 1606152002359
Ron Brown College Preparatory High School | High School | Service Line Hot | Delfield | 447-2nA74 |  | X | 1606152002359
Ron Brown College Preparatory High School | High School | Service Line hot/cold | Delfield | F1605120 |  | X | 1607150001199
Ron Brown College Preparatory High School | High School | Pizza Service Line | Delfield | F1605120 |  | X | 1607150001198
Ron Brown College Preparatory High School | High School | Prep Refrigerator | Delfield | 4472n-A77 |  | X | 1606152602360
Ron Brown College Preparatory High School | High School | Prep Table Hold Hot | Delfield | unidentified |  | X | Unidentified
Ron Brown College Preparatory High School | High School | Steamer | AccuTemp | N61201E06000200 | X |  | 49736
Ron Brown College Preparatory High School | High School | Steamer | AccuTemp | N61201E06000201 | X |  | 49731
Ron Brown College Preparatory High School | High School | 6 Burner Oven/Stove | Garland | MST43RCE |  | X | 1607100100730
Ron Brown College Preparatory High School | High School | Double Oven | Blodgett | DFG-100-3 | X |  | 063016RA049B
Ron Brown College Preparatory High School | High School | Double Oven | Blodgett | DFG-100-3 | X |  | 063016RA048B
Ron Brown College Preparatory High School | High School | Prep Table Hold | Delfield | 4472n-A77 |  | X | 606152002438
Ron Brown College Preparatory High School | High School | Prep Table cold/hot | Delfield | Unidentified |  | X | Unidentified
Ron Brown College Preparatory High School | High School | Serving Cold Prep Table | Delfield | N8143b-UM |  | X | 1607150001195
Ron Brown College Preparatory High School | High School | Dish Washer | Meiko | Unidentified |  | X | Unidentified
Ron Brown College Preparatory High School | High School | Dish Dryer | PowerDry | 0003408-1pd |  | X | 100N
Ron Brown College Preparatory High School | High School | Blender/Mixer | Robot Coupe | R602V SE |  | X | Unidentified
Ron Brown College Preparatory High School | High School | Ice Machine | Manitowoc | B570 |  | X | 112011444046
Ron Brown College Preparatory High School | High School | Slicer | Berkel | X13AE-DWA |  | X | 31-15223-188
Ron Brown College Preparatory High School | High School | Walk in Fridge | Master Bilt | Unidentified |  | X | Unidentified
Ron Brown College Preparatory High School | High School | Walk in Freezer | Master Bilt | Unidentified |  | X | Unidentified
Roosevelt High/STAY School | High School & Adult Education | Steamer | Rational | SCCWE102G |  | X | G125H14112432829
Roosevelt High/STAY School | High School & Adult Education | Steamer | Rational | SCCWE102G |  | X | G125H14112432058
Roosevelt High/STAY School | High School & Adult Education | Steamer | Rational | SCCWE102G |  | X | G125H14112432828
Roosevelt High/STAY School | High School & Adult Education | Slicer | Hobart | Unidentified |  | X | Unidentified
Roosevelt High/STAY School | High School & Adult Education | Blender/Mixer | Robot Coupe | R602V SE 7Q |  | X | Unidentified
Roosevelt High/STAY School | High School & Adult Education | Blender/Mixer | Robot Coupe | R602V SE 7Q |  | X | Unidentified
Roosevelt High/STAY School | High School & Adult Education | Blender/Mixer | Robot Coupe | R602V SE 7Q |  | X | Unidentified
Roosevelt High/STAY School | High School & Adult Education | Blender | Hamilton Beach | MOD 990 |  | X | F441L00130
Roosevelt High/STAY School | High School & Adult Education | 6 Burner Oven | Garland | Unidentified | X |  | Unidentified
Roosevelt High/STAY School | High School & Adult Education | Double Stacked Oven | Blodgett | Zephaire | X |  | 121014CL068B
Roosevelt High/STAY School | High School & Adult Education | Double Stacked Oven | Blodgett | Zephaire | X |  | 121014CL069B
Roosevelt High/STAY School | High School & Adult Education | Double Stacked Oven | Blodgett | Zephaire | X |  | 121014CL070B
Roosevelt High/STAY School | High School & Adult Education | Warmer Hold | Traulsen | Unidentified |  | X | Unidentified
Roosevelt High/STAY School | High School & Adult Education | Warmer Hold | Traulsen | Unidentified |  | X | Unidentified
Roosevelt High/STAY School | High School & Adult Education | Warmer Hold | Traulsen | Unidentified |  | X | Unidentified
Roosevelt High/STAY School | High School & Adult Education | Warmer Hold | Traulsen | Unidentified |  | X | Unidentified
Roosevelt High/STAY School | High School & Adult Education | Refrigerator Hold | Traulsen | Unidentified |  | X | Unidentified
Roosevelt High/STAY School | High School & Adult Education | Refrigerator Hold | Traulsen | Unidentified |  | X | Unidentified
Roosevelt High/STAY School | High School & Adult Education | Refrigerator Hold | Traulsen | Unidentified |  | X | Unidentified
Roosevelt High/STAY School | High School & Adult Education | Refrigerator Hold | Traulsen | Unidentified |  | X | Unidentified
Roosevelt High/STAY School | High School & Adult Education | Ice Machine | Manitowoc | 1Y0505A-161 |  | X | 1120036680
Roosevelt High/STAY School | High School & Adult Education | Milk Cooler (Service) | Traulsen | T5048HT |  | X | T91324C15
Roosevelt High/STAY School | High School & Adult Education | Holding Hot Cabinet | Hatco | WFST -2X |  | X | 5894081451
Roosevelt High/STAY School | High School & Adult Education | Holding Hot Cabinet | Hatco | WFST -2X |  | X | 5894081452
Roosevelt High/STAY School | High School & Adult Education | Holding Hot Cabinet | Hatco | WFST -2X |  | X | 5894081453
Roosevelt High/STAY School | High School & Adult Education | Holding Hot Cabinet | Hatco | WFST -2X |  | X | 5894081454
Roosevelt High/STAY School | High School & Adult Education | Refrigerator Display | Oasis | B3236 Remote |  | X | 0369512cs278914
Roosevelt High/STAY School | High School & Adult Education | Refrigerator Display | Oasis | B3236 Remote |  | X | 0369512cs278913
Roosevelt High/STAY School | High School & Adult Education | Warmer Hold | Hatco | HXMS-54D |  | X | 6197041509
Roosevelt High/STAY School | High School & Adult Education | Prep Table | Traulsen | T5072ht |  |  | T91322015
Roosevelt High/STAY School | High School & Adult Education | Refrigerator Display | Oasis | B3236 Remote |  | X | 0369512cs278915
Roosevelt High/STAY School | High School & Adult Education | Refrigerator Display | Oasis | B3236 Remote |  | X | 0369512cs278916
Roosevelt High/STAY School | High School & Adult Education | Holding Cabinet (Hot) | Hatco | WFST - 2X |  | X | 5894131451
Roosevelt High/STAY School | High School & Adult Education | Dish Washer | Hobart | Unidentified |  | X | Unidentified
Roosevelt High/STAY School | High School & Adult Education | Dish Dryer | PowerDry | PD-100-M |  | X | 0003245
Roosevelt High/STAY School | High School & Adult Education | Mixer | Hobart | HL200 |  | X | 311493056
Roosevelt High/STAY School | High School & Adult Education | Cooler | MasterBilt | V38Rf098RS |  | X | 907431
Roosevelt High/STAY School | High School & Adult Education | Freezer | MasterBilt | V38Rf098RS |  | X | 907434
Roosevelt High/STAY School | High School & Adult Education | Air Screen on Walk Ins | MarsAir | LPN236IUAPW |  | X | 961437
Roosevelt High/STAY School | High School & Adult Education | Air Screen on Walk Ins | MarsAir | LPN236IUAPW |  | X | 961438
Savoy Elementary School | Elementary | Walk In Refrigerator | Norlake | Unidentified |  | X | Unidentified
Savoy Elementary School | Elementary | Reach In Refrigerator | McCall | 4-4020P01C |  | X | S-844379
Savoy Elementary School | Elementary | Convection Oven | Blodgett | Zephaire 100-6 | X |  | 042915CL004B/042915CL003T
Savoy Elementary School | Elementary | Steam Table | Duke | E303-25PGM |  | X | 8090982
Savoy Elementary School | Elementary | Milk Cooler | Bev Air | SMF34 |  | X | 2930903703
Savoy Elementary School | Elementary | Warmer | McCall | 4-4020HP01C |  | X | S-844378
Savoy Elementary School | Elementary | Convection Oven | Southbend | DC#5000008765 | X |  | 09G89594
Savoy Elementary School | Elementary | Walk In Freezer | Norlake | W28028 |  | X | 9060035
Savoy Elementary School | Elementary | Serving Line | Duke | e303pgm |  | x | 8090982
Savoy Elementary School | Elementary | Serving Line | Duke | e31625pgd |  | x | 80909992
Savoy Elementary School | Elementary | Reach In Fridge | Mccall | 44020poic |  | x | 3844379
Savoy Elementary School | Elementary | Warmer | Mccall | 44020hpoic |  | x | 3844378
Savoy Elementary School | Elementary | Convection Oven | Southbend | Unidentified | x |  | Unidentified
Savoy Elementary School | Elementary | Convection Oven | Blodgett | Zepharrie | x |  | 042915clt003t
Savoy Elementary School | Elementary | Steamer | Lo Lo | st6e |  | x | j16990711
Savoy Elementary School | Elementary | walk in fridge | Norlake | w20828 |  | x | 906035
Savoy Elementary School | Elementary | Walk in freezer | Norlake | w28028 |  | x | Obstructed
Savoy Elementary School | Elementary | Milk Cooler | Bev Aire | sm34NW |  | x | Unidentified
Savoy Elementary School | Elementary | dish machine | Hobart | Unidentified |  | x | Unidentified
School Without Walls @ Francis-Stevens | Education Campus | Stove Top Range | Vulcan | V4836c | X |  | 48183485R
School Without Walls @ Francis-Stevens | Education Campus | Steamer | Cleveland | 24CGA10.2 | X |  | 1404230000133/
School Without Walls @ Francis-Stevens | Education Campus | Walk In Refrigerator | Norlake | W18344/TK-3678-WFR-R |  | X | 03090311/59888CRTS
School Without Walls @ Francis-Stevens | Education Campus | Walk In Fridge | Norlake | W18344 |  | X | 3090311
School Without Walls @ Francis-Stevens | Education Campus | Walk in Freezer | Norlake | KLF7768-CR22666 |  | X | 9101635
School Without Walls @ Francis-Stevens | Education Campus | Walk in Freezer | Norlake | W18344 |  | X | 390310
School Without Walls @ Francis-Stevens | Education Campus | Reach In Refrigerator | TRUE | STG2R-4HS |  | X | 8689273/8689274
School Without Walls @ Francis-Stevens | Education Campus | Combination Oven | Rational | SCC-WE-62G | X |  | C62SH15042451794
School Without Walls @ Francis-Stevens | Education Campus | Convection Oven | Blodgett | DO31569 | X |  | Unidentified
School Without Walls @ Francis-Stevens | Education Campus | Tilt Skillet | Vulcan | 126847 | X |  | 463017403
School Without Walls @ Francis-Stevens | Education Campus | Grill | Vulcan | VA0325-101 | X |  | 650133345
School Without Walls @ Francis-Stevens | Education Campus | Steam Table | Atlas Metal Industries Inc | WIH-DMVE-6 |  | X | 15095612A
School Without Walls @ Francis-Stevens | Education Campus | Milk Cooler | TRUE | TMC-49-S |  | X | 8418812
School Without Walls @ Francis-Stevens | Education Campus | Warmer | Metro C5 3series/FWE | FEW/MTU-12 |  | X | C5CME024456/082247204
School Without Walls @ Francis-Stevens | Education Campus | Slicer | Berkel | 825A-PLUS |  | X | EN-1054456
School Without Walls @ Francis-Stevens | Education Campus | 3 Compartment Sink | Unidentified | Unidentified |  |  | Unidentified
School Without Walls @ Francis-Stevens | Education Campus | Cooler | TRUE | STGI-2HS |  | X | 8689275/8689276
School Without Walls @ Francis-Stevens | Education Campus | Reach In Refrigerator | TRUE | STG2R-4HS |  | X | 8689273
School Without Walls @ Francis-Stevens | Education Campus | Reach In Refrigerator | TRUE | STG2R-4HS |  | X | 8689274
School Without Walls @ Francis-Stevens | Education Campus | Reach In Refrigerator | Kelvenator | Unidentified |  | X | 12505228254
School Without Walls @ Francis-Stevens | Education Campus | Ice Machine | Manitwoc | 1D0522A-161D |  | X | 1120045765
School Without Walls @ Francis-Stevens | Education Campus | Dishwasher | Jackson | Unidentified |  | X | Unidentified
School Without Walls @ Francis-Stevens | Education Campus | Mixer | Globe | SP60P |  | X | 76111633
School Without Walls @ Francis-Stevens | Education Campus | Mixer | Globe | Sp10 |  | X | 711602
School Without Walls @ Francis-Stevens | Education Campus | Food Processer | Berkel | IC32 |  | X | 761048797
School Without Walls @ Francis-Stevens | Education Campus | Stove Top Range | Vulcan | Unidentified | X |  | Unidentified
School Without Walls @ Francis-Stevens | Education Campus | Steamer | Cleveland | 24CGA10.2 | X |  | 1404230000133/
School Without Walls @ Francis-Stevens | Education Campus | Walk In Refrigerator | Norlake | W18344/TK-3678-WFR-R |  | X | 03090311/59888CRTS
School Without Walls @ Francis-Stevens | Education Campus | Reach In Refrigerator | TRUE | STG2R-4HS |  | X | 8689273/8689274
School Without Walls @ Francis-Stevens | Education Campus | Combination Oven | Rational | SCC-WE-62G | X |  | C62SH15042451794
School Without Walls @ Francis-Stevens | Education Campus | Convection Oven | Blodgett | DO31569 | X |  | Unidentified
School Without Walls @ Francis-Stevens | Education Campus | Tilt Skillet | Vulcan | Unidentified | X |  | Unidentified
School Without Walls @ Francis-Stevens | Education Campus | Grill | Vulcan | VA0325-101 | X |  | 650133345
School Without Walls @ Francis-Stevens | Education Campus | Steam Table | Atlas Metal Industries Inc | WIH-DMVE-6 |  | X | 15095612A
School Without Walls @ Francis-Stevens | Education Campus | Milk Cooler | TRUE | TMC-49-S |  | X | 8418812
School Without Walls @ Francis-Stevens | Education Campus | Warmer | Metro C5 | FEW/MTU-12 |  | X | C5CME024456/082247204
School Without Walls @ Francis-Stevens | Education Campus | Slicer | Berkel | 825A-PLUS |  | X | EN-1054456
School Without Walls @ Francis-Stevens | Education Campus | 3 Compartment Sink | Unidentified | Unidentified |  |  | Unidentified
School Without Walls @ Francis-Stevens | Education Campus | Cooler | TRUE | STGI-2HS |  | X | 8689275/8689276
School-Within-School @ Goding | Elementary | Serving Line | Wells | m00400tm |  | x | m4td1009a0000
School-Within-School @ Goding | Elementary | Warmer | Vulcan | whfa181 |  | x | 521003699
School-Within-School @ Goding | Elementary | Steamer | Southbend | ez185 |  | x | 9192112kk3879
School-Within-School @ Goding | Elementary | 2 comp sink | Unidentified | Unidentified |  |  | Unidentified
School-Within-School @ Goding | Elementary | 2 comp sink | Unidentified | Unidentified |  |  | Unidentified
School-Within-School @ Goding | Elementary | Convection Oven | Blodgett | 164296 | x |  | ca0524
School-Within-School @ Goding | Elementary | Convection Oven | Vulcan | vb73 | x |  | 481136916
School-Within-School @ Goding | Elementary | Salad Bar | heritage | hb40mn7m |  | x | 8112874
School-Within-School @ Goding | Elementary | reach in freezer | Contential | 2f |  | x | 14347790
School-Within-School @ Goding | Elementary | reach in fridge | Kelvenatior | kcbm48r |  | x | 12505228254
School-Within-School @ Goding | Elementary | reach in fridge | Contential | 2r |  | x | 14551695
Seaton Elementary School | Elementary | 2 Compartment Sink | unidentified | unidentified |  |  | Unidentified
Seaton Elementary School | Elementary | 2 Compartment Sink | unidentified | unidentified |  |  | Unidentified
Seaton Elementary School | Elementary | 2 DR Reach in Refrigerator | Continental | 2RE |  | x | 14787320
Seaton Elementary School | Elementary | 2 DR Reach in Refrigerator | Continental | 2RE |  | x | 14787322
Seaton Elementary School | Elementary | 2 DR Reach in Refrigerator | Kelvinator | KCBM48R |  | x | 9117030004?
Seaton Elementary School | Elementary | Convection Oven | Imperial | ICVG-2-A | x |  | 8415215
Seaton Elementary School | Elementary | Convection Oven | Imperial | ICVG-2-A | x |  | 8415315
Seaton Elementary School | Elementary | Convection Oven | Imperial | ICVG-2-A | x |  | 8415315
Seaton Elementary School | Elementary | Convection Oven | Imperial | ICVG-2-A | x |  | 8415215
Seaton Elementary School | Elementary | Holding Cabinet | Precision Metals | unidentified |  | x | Unidentified
Seaton Elementary School | Elementary | Milk Cooler | Beverage Air | MC4-SS-S |  | x | 147A3471
Seaton Elementary School | Elementary | Refrigerated Serving Line | unidentified | unidentified |  | x | Unidentified
Seaton Elementary School | Elementary | Steam Table | Wells | MOD400TDM |  | x | M4TD0709A0025
Seaton Elementary School | Elementary | Steamer | Southbend | EZ18-5 |  | x | 95688-8MM-2808
Seaton Elementary School | Elementary | Walk-in Refrigerator | Norlake | unidentified |  | x | Unidentified
Seaton Elementary School | Elementary | Walk-in Freezer | Norlake | KLF66-CR |  | x | 80459
Seaton Elementary School | Elementary | Warmer | Vulcan | VBP151-1 |  | x | 126360-BJ
Seaton Elementary School | Elementary | Warmer | Vulcan | VFHA18-1 |  | x | 52-1002763
Seaton Elementary School | Elementary | Disposal | Insinkerator | 157-3 |  | x | 23152
Shepherd Elementary School | Elementary | Reach In Refrigerator | TRUE | T-49DT |  | x | 7997813
Shepherd Elementary School | Elementary | Steamer | Sterling Steam Pro | SP208-6-1FM00 |  | x | 15G6101
Shepherd Elementary School | Elementary | Refrigerated Service Line | Wells | unidentified |  | x | RCP73100
Shepherd Elementary School | Elementary | Walk-in Refrigerator | Norlake | 9617 |  | x | 905633
Shepherd Elementary School | Elementary | Reach In Refrigerator | TRUE | T-49F |  | x | 1-2786866
Shepherd Elementary School | Elementary | Convection Oven | Blodgett | RE-44 |  | x | 082197JB052S
Shepherd Elementary School | Elementary | Steam Table | Wells | MOO400TOM |  | x | M4TD1009A0015
Shepherd Elementary School | Elementary | Warmer | Vulcan | unidentified |  | x | 9303285
Shepherd Elementary School | Elementary | Milk Cooler | BeverageAir | SM49N |  | x | Unidentified
Shepherd Elementary School | Elementary | Disposal | InSinkerator | SS100-28 |  | x | 10049078398
Simon Elementary School | Elementary | Walk In Freezer | Norlake | PMKLF46-CR |  | X | 2100102
Simon Elementary School | Elementary | Walk In Refrigerator | Norlake | 9803 |  | X | 907123
Simon Elementary School | Elementary | Reach In Refrigerator | Superior | R49-S |  | X | 12020041
Simon Elementary School | Elementary | salad bar | Unidentified | Unidentified |  | X | Unidentified
Simon Elementary School | Elementary | Convection Oven | Blodgett | Unidentified | X |  | 500008279
Simon Elementary School | Elementary | Milk Cooler | Beverage Air | SM349N |  | X | Unidentified
Simon Elementary School | Elementary | Warmer X 2 | Vulcan | VHFA18-1 |  | X | 138071-FL
Simon Elementary School | Elementary | serving line | wells | 10d400tdm |  | x | m4td10090818
Simon Elementary School | Elementary | steamer | southbend | ez185 |  | x | 1956888mm2812
Simon Elementary School | Elementary | Warmer | Precison | unidentified |  | x | rs4181
Simon Elementary School | Elementary | Milk Cooler | Beverage Air | SM49N-W |  | X | 11300381
Smothers Elementary School | Elementary | Walk In Refrigerator | Polar King | DD1016 |  | X | A8077532
Smothers Elementary School | Elementary | Combination Oven | Rational | SCC102 | X |  | E12SE06102079043
Smothers Elementary School | Elementary | Convection Oven | Blodgett | ZEPHATRE-E | X |  | 06260878060B
Smothers Elementary School | Elementary | Steam Table | Delfield | KH-4-NU33A |  | X | 80715000209
Smothers Elementary School | Elementary | Milk Cooler | Carrier | SMF34 |  | X | 2930812603
Smothers Elementary School | Elementary | Warmer | Vap | V000 A SERIES |  | X | Unidentified
Smothers Elementary School | Elementary | 3 Compartment Sink | Insinkerator | 55100-28 |  | X | 8079058984
Smothers Elementary School | Elementary | Coolers Temporary Holding | Delfield | SSRPPI-GHSH87 |  | X | 8071520002083
Smothers Elementary School | Elementary | Walk In Freezer | Polar King | DHL1416 |  | X | A8077533
Smothers Elementary School | Elementary | Holding Cabinet Hot | Winston | HA45226EA |  | X | 20080714-130
Sousa Middle School | Middle School | Milk Cooler | Bev Aire | smf49 |  | x | Unidentified
Sousa Middle School | Middle School | Serving Line | Delfield | kh6nu |  | x | 81150000813
Sousa Middle School | Middle School | Serving Line | Delfield | kcft50nu |  | x | 81150000806
Sousa Middle School | Middle School | Serving Line | Delfield | kcft50nu |  | x | 81150000812
Sousa Middle School | Middle School | Serving Line | Delfield | kcft50nu |  | x | 81150000807
Sousa Middle School | Middle School | Warmer | Delfield | Unidentified |  | x | Unidentified
Sousa Middle School | Middle School | Cooler | Delfield | ssrpt1sh50 |  | x | 801152009004
Sousa Middle School | Middle School | Cooler | Delfield | ssrpt1sh50 |  | x | 8115200894
Sousa Middle School | Middle School | Convection Oven | Garland | Unidentified |  | x | Unidentified
Sousa Middle School | Middle School | stove | Garland | Unidentified |  | x | Unidentified
Sousa Middle School | Middle School | Combo | Rational | scc102G | x |  | g12se07112121448
Sousa Middle School | Middle School | walk in fridge | bally | 36764law |  | x | dx9060284102
Sousa Middle School | Middle School | Walk in freezer | Bally | 36764law |  | x | dx9060284101
Sousa Middle School | Middle School | Ice Machine | Manitwoc | b320 |  | x | 110700707
Stanton Elementary School | Elementary | Convection Oven | Blodgett | zapparie | x |  | 031500ya009
Stanton Elementary School | Elementary | Walk in Fridge | Frank | Unidentified |  | x | Unidentified
Stanton Elementary School | Elementary | Walk in Fridge | Norlake | klf46cr09626912681r |  | x | 88101734
Stanton Elementary School | Elementary | Warmer | Vulcan | Unidentified |  | x | Unidentified
Stanton Elementary School | Elementary | walk in Freezer | Norlake | pmklf46cr14752100104 |  |  | Unidentified
Stanton Elementary School | Elementary | Convection Oven | Blodgett | Zaphiarre | x |  | 092002ya016t
Stanton Elementary School | Elementary | Steamer | sterling | Unidentified |  | x | Unidentified
Stanton Elementary School | Elementary | stove range top | on order | Unidentified |  | x | Unidentified
Stanton Elementary School | Elementary | Serving Line | Wells | 1004tdm |  | x | m4td1109a0035
Stanton Elementary School | Elementary | Milk Cooler | Bev Aire | sm49nw |  | x | 11207207
Stanton Elementary School | Elementary | Walk in Freezer | Bally | 367753d |  | x | dx140377402
Stanton Elementary School | Elementary | Walk in Fridge | Bally | 367753d |  | x | zdx140377401
Stanton Elementary School | Elementary | Reach In fridge | Superior | r235 |  | x | 12030032
Stoddert Elementary School | Elementary | Stove Top Range | Vulcan | Unidentified | X |  | Unidentified
Stoddert Elementary School | Elementary | Steamer | cleveland | 22CGT6.1 | X |  | 1004230000265
Stoddert Elementary School | Elementary | Walk In Refrigerator | Bally | DX99909149-01 | X |  | Unidentified
Stoddert Elementary School | Elementary | Reach In Refrigerator | Randell | 9301-7 |  | X | 154896-1-1
Stoddert Elementary School | Elementary | Convection Oven | Vulcan | Unidentified | X |  | Unidentified
Stoddert Elementary School | Elementary | Steam Table | Wells | M00400TDM |  |  | M4TD0410A0028
Stoddert Elementary School | Elementary | Milk Cooler | TRUE | TMC-34 |  | X | 5326677
Stoddert Elementary School | Elementary | Warmer | Continental | DLIWESSPTHD |  | X | 15051040
Stoddert Elementary School | Elementary | Slicer | Hobart | Unidentified |  | X | Unidentified
Stoddert Elementary School | Elementary | 3 Compartment Sink | Unidentified | Unidentified |  |  | Unidentified
Stuart-Hobson Middle School | Middle School | Stove Top Range | lang | Unidentified |  | x | Unidentified
Stuart-Hobson Middle School | Middle School | Walk In Refrigerator | Kolpak | Unidentified |  | x | 410085290dw3s
Stuart-Hobson Middle School | Middle School | Reach In Refrigerator | dilifield | Unidentified |  | x | Unidentified
Stuart-Hobson Middle School | Middle School | Convection Oven | garland | mcogs105 |  | x | 775ezrr1111
Stuart-Hobson Middle School | Middle School | Combi oven | cleveland | s387b |  | x | Unidentified
Stuart-Hobson Middle School | Middle School | Warmer | Unidentified | Unidentified |  | x | Unidentified
Stuart-Hobson Middle School | Middle School | Slicer | berkel | Unidentified |  | x | 311481208
Stuart-Hobson Middle School | Middle School | milk cooler | TRUE | tmc58sss |  | x | 7664021
Stuart-Hobson Middle School | Middle School | hot line | delfield | sh4nv |  | x | 1407150002096
Stuart-Hobson Middle School | Middle School | cold line | delfield | sc28 |  | x | Unidentified
Stuart-Hobson Middle School | Middle School | cold line | delfield | 1407150002103 |  | x | sh4nu
Stuart-Hobson Middle School | Middle School | steamer | cleveland | 24cga10 |  | x | 1408230000295
Stuart-Hobson Middle School | Middle School | Salad Bar station | eagle | w00869 |  | x | 18002280020
Takoma Education Campus | Education Campus | 3-Compartment Sink | unidentified | unidentified |  |  | Unidentified
Takoma Education Campus | Education Campus | 4 Burner Stock Pot Range | Garland | MST44RE | x |  | 1110100101109
Takoma Education Campus | Education Campus | Chill Temp Holding Cabinet | Crescor | R171SUA10LS |  | x | JBB-J271873-1
Takoma Education Campus | Education Campus | Cold Holding Cabinet | Victory | RS-10-S7-PT |  | x | M1197??
Takoma Education Campus | Education Campus | ConvoTherm Combi Oven | Cleveland | OEB-6.20 |  | x | 1110230000303
Takoma Education Campus | Education Campus | ConvoTherm Combi Oven | Cleveland | OEB-10.20 |  | x | 1110230000305
Takoma Education Campus | Education Campus | CVAP Holding Cabinet | Winston | HL4522GE |  |  | 20111024-101
Takoma Education Campus | Education Campus | CVAP Holding Cabinet | Winston | HL4522GE |  | x | 20111024-100
Takoma Education Campus | Education Campus | Dishwasher | Champion | D-HBT |  | x | D11109474
Takoma Education Campus | Education Campus | Disposal | Insinkerator | SS100-29 |  | x | 11099094492
Takoma Education Campus | Education Campus | Disposal | Insinkerator | SS100-29 |  | x | 11099094773
Takoma Education Campus | Education Campus | Milk Cooler | TRUE | TMC-34-S-SS |  | x | 7103290
Takoma Education Campus | Education Campus | Milk Cooler | TRUE | TMC-34-S-SS |  | x | 7103284
Takoma Education Campus | Education Campus | Mobile Cold Pan Counter | Randall | RANFG SCA-5 |  | x | W-192333-1-1
Takoma Education Campus | Education Campus | Mobile Cold Pan Counter | Randall | RANFG SCA-5 |  | x | W-192337-1-1
Takoma Education Campus | Education Campus | Steam Table Serving Line | Randall | RANFGHTD-5 |  | x | W-192335-1-1
Takoma Education Campus | Education Campus | Steam Table Serving Line | Randall | RANFG HTD-5 |  | x | W-192332-1-1
Takoma Education Campus | Education Campus | Steamer | Cleveland | 22CGT6.1 |  | x | 1109230001064
Takoma Education Campus | Education Campus | Walk-in Freezer | Thermal Rite | TR3478 |  | x | 163239-01-J01
Takoma Education Campus | Education Campus | Walk-in Refrigerator | ThermalRite | TR3478 |  | x | 163239-01-J02
Thomas Elementary School | Elementary | Steamer | Lolo | ST-6E | X |  | J172296-1-1
Thomas Elementary School | Elementary | Walk In Refrigerator | Norlake | Unidentified |  | X | 80457
Thomas Elementary School | Elementary | Reach In Refrigerator | Continental | 2R |  | X | 15213345
Thomas Elementary School | Elementary | Reach In Refrigerator | Superior | R-23-S |  | X | R23S 12020004
Thomas Elementary School | Elementary | Reach In Refrigerator | Continental | Unidentified |  | X | KCBM48R
Thomas Elementary School | Elementary | Convection Oven | Blodgett | Unidentified | X |  | 5000012778
Thomas Elementary School | Elementary | Steam Table | Wells | 400400TOM |  | X | 114101009A0025
Thomas Elementary School | Elementary | Milk Cooler | Beverage Air | SMF49Y-1-W |  | X | 10208327
Thomas Elementary School | Elementary | Warmer | Metro | C1751-11 |  | X | 120V60HZ16A1900W
Thomas Elementary School | Elementary | 3 Compartment Sink | Eagle | Unidentified |  |  | Unidentified
Thomas Elementary School | Elementary | Walk In Refrigerator | Contemp | KL26X66 | X | X | 5000012781
Thomas Elementary School | Elementary | Convection Oven | Vulcan | VHFA18-1 | X |  | 52-1003567
Thomson Elementary School | Elementary | Milk Cooler | Beverage Air | SM56 |  | x | Unidentified
Thomson Elementary School | Elementary | Steam Table | Wells | MOD-400TDM |  | x | AOT-1271
Thomson Elementary School | Elementary | Warmer | Crescor | H137PSUA12CD |  | x | AAF-J78382-1063
Thomson Elementary School | Elementary | Walk-in Refrigerator | ThermoKool | TK-3476-WF-R |  | x | 41939-ESMD
Thomson Elementary School | Elementary | Refrigerated Serving Line | Unidentified | Unidentified |  | x | Unidentified
Thomson Elementary School | Elementary | Walk-in Freezer | ThermoKool | TK3476-WF-R |  | x | 413939-ESMD
Thomson Elementary School | Elementary | Convection Oven | Blodgett | Unidentified |  | x | Unidentified
Thomson Elementary School | Elementary | Steamer | LoLo | ST-6E |  | x | J164059-1-1
Thomson Elementary School | Elementary | Disposal | Insinkerator | SS200-29 |  | x | *04129014344
Truesdell Education Campus | Education Campus | Steamer | LoLo | Unidentified |  | X | Unidentified
Truesdell Education Campus | Education Campus | Walk In Refrigerator | tafco | T-49 |  | X | 100708
Truesdell Education Campus | Education Campus | Reach In Refrigerator | Kelvinator | kcbm48F |  | X | Unidentified
Truesdell Education Campus | Education Campus | Double Stack Oven | Imperial | Unidentified |  | X | Unidentified
Truesdell Education Campus | Education Campus | Convection Oven | Blodgett | RE - 44 | X | X | 082197JB057S
Truesdell Education Campus | Education Campus | Steam Table/serving line | Wells | M00400TDM |  | X | M4TD1109A0047
Truesdell Education Campus | Education Campus | Milk Cooler | Beverage Aire | SMF - 49Y - 1 - W |  | X | 9704101
Truesdell Education Campus | Education Campus | milk cooler | Norlake | SMF - 49Y - 1 - W |  | X | 9704101
Truesdell Education Campus | Education Campus | Warmer | Precision | RS - 418 - 1 |  | X | Unidentified
Truesdell Education Campus | Education Campus | 2 Compartment Sink | Unidentified | Unidentified |  | X | Unidentified
Truesdell Education Campus | Education Campus | Step in Freezer | Norlake | PMKLF 46 - CR 83161 |  | X | 100708
Truesdell Education Campus | Education Campus | Reach In Freezer | Kelvinator | Unidentified |  | X | dp36X78
Truesdell Education Campus | Education Campus | Milk Cooler | Beverage Aire | AR08 SVS / 0 |  | X | 3090422
Truesdell Education Campus | Education Campus | Milk Cooler | Beverage Aire | SM49N |  | x | Unidentified
Truesdell Education Campus | Education Campus | Walk In Freezer | Norlake | Unidentified |  | x | Unidentified
Tubman Elementary School | Elementary | Stove | Vulcan | Unidentified | x |  | Unidentified
Tubman Elementary School | Elementary | Milk Cooler | Bev-Air | SM49NW |  | x | 12505229411
Tubman Elementary School | Elementary | Walk in Fridge | Bally | DX3677.53PW |  | x | DX1603902-01
Tubman Elementary School | Elementary | Walk In Freezer | Bally | Unidentified |  | x | Unidentified
Tubman Elementary School | Elementary | Reach in Fridge | KEH | Unidentified |  | x | Unidentified
Tubman Elementary School | Elementary | Reach in Fridge | Randell | 2020E |  | x | T46236
Tubman Elementary School | Elementary | Reach in Fridge | Randell | 2020E |  | x | T46233
Tubman Elementary School | Elementary | Convection Oven | Blodgett | Unidentified | x |  | Unidentified
Tubman Elementary School | Elementary | Milk Cooler | Bev-Air | SM49NW |  | x | 113003580
Tubman Elementary School | Elementary | Steamer | Sterling | SP2061MF |  | x | 11G6101
Tubman Elementary School | Elementary | Convection Oven | Imperial | ICVG2A | x |  | 8415515
Tubman Elementary School | Elementary | Warmer | Vulcan | Unidentified |  | x | Unidentified
Tubman Elementary School | Elementary | Warmer | CRES COR | Unidentified |  | x | Unidentified
Tubman Elementary School | Elementary | steam Table | Wells | Unidentified |  | x | Unidentified
Tubman Elementary School | Elementary | steam Table | Wells | Unidentified |  | x | Unidentified
Turner Elementary School | Elementary | Stove Top Range | US Range | U36-6S | X |  | 1.20E+12
Turner Elementary School | Elementary | Steamer | Cleveland | 24C6A10 |  | X | 0.120723001
Turner Elementary School | Elementary | Walk In FREEZER | Kolpack | 815496B |  | X | 410044577B
Turner Elementary School | Elementary | Combination Oven | Convothern | OGS-10.20 | X |  | 1.21E+13
Turner Elementary School | Elementary | TALL COOLER | Delfield | SSRRT1-S21 |  | X | 1.21E+12
Turner Elementary School | Elementary | TALL COOLER | Delfield | SSRRT1-S21 |  | X | 1.21E+12
Turner Elementary School | Elementary | Milk Cooler | TRUE | TMC-58.5 |  | X | 7403928
Turner Elementary School | Elementary | Milk Cooler | TRUE | TMC-58.5 |  | X | 7403921
Turner Elementary School | Elementary | HOT SREVING LINE | Delfield | SH-4-NU |  | X | 1.21E+12
Turner Elementary School | Elementary | DISH MACHINE | Hobart | AM15 | X |  | 23-1139-645
Turner Elementary School | Elementary | COLD LINE | Delfield | SCSC-60-B |  | X | 1.21E+12
Turner Elementary School | Elementary | MIDDLE COUNTER | Delfield | SC-74 |  | X | 1.21E+12
Tyler Elementary School | Elementary | Walk In Refrigerator | Heathcraft | ADT065AJ |  | X | D97E09082
Tyler Elementary School | Elementary | Milk Walk In Fridge | Norlake | 86192-1R |  | X | 87303732
Tyler Elementary School | Elementary | Convection Oven | Blodgett | D031571 |  | X | 081500YA094T
Tyler Elementary School | Elementary | Convection Oven | Imperial | 1CUGA |  | X | 02143216
Tyler Elementary School | Elementary | Walk In Freezer | Norlake | 80092 |  | X | 000-80446
Tyler Elementary School | Elementary | Steam Table | Wells | 1DD400TDM |  | X | M4TD0909A0034
Tyler Elementary School | Elementary | Milk Cooler | Norlake | AR082SVS/0 |  | X | 3909432
Tyler Elementary School | Elementary | Coolers Temporary Holding (line) | Wells | AFCP-3-7 |  | X | 677309I
Tyler Elementary School | Elementary | Warmer | METRO | Unidentified |  | x | Unidentified
Tyler Elementary School | Elementary | Reach In Refrigerator | Norlake | Unidentified |  | x | Unidentified
Tyler Elementary School | Elementary | Steamer | Sterling | 20861MF00 |  | x | 12G6103
Van Ness Elementary School | Elementary | Reach In Refrigerator | Continental | 2R |  | X | 14549202
Van Ness Elementary School | Elementary | Reach In Refrigerator | True Fridge | TS-49 |  | X | 7126067
Van Ness Elementary School | Elementary | Reach In Freezer | True Freezer | TS-49F |  | X | 7241100
Van Ness Elementary School | Elementary | Serving line | delfield | kh4nu |  | x | 1605150002709
Van Ness Elementary School | Elementary | warmer | traulsen | rhf132wphhg |  | x | t53345g16
Van Ness Elementary School | Elementary | milk cooler | traulsen | rht132nputhug |  | x | t532486f16
Van Ness Elementary School | Elementary | convection oven | blodgett | dfg1003 | x |  | 063016rao45b
Van Ness Elementary School | Elementary | range top | garland | Unidentified |  | x | Unidentified
Van Ness Elementary School | Elementary | slicer | hobart | hs7 |  | x | 311523902
Van Ness Elementary School | Elementary | steamer | accutemp | ng1020ie060002000149737 |  | x | 49739
Van Ness Elementary School | Elementary | walk in fridge | dstaudex | e38rc092r530776702 |  | x | 409852
Van Ness Elementary School | Elementary | walk-in freezer | staudex | e38lf092rs53016701 |  | x | 1909822
Van Ness Elementary School | Elementary | 3 Compartment Sink | Pro Stainless | Unidentified |  |  | Unidentified
Walker-Jones Education Campus | Education Campus | Steamer | Cleveland | 24CEA10 |  | X | 9.04E+11
Walker-Jones Education Campus | Education Campus | Convection Oven Double | Blodgett | Zephaire |  | X | 031609ZA098T
Walker-Jones Education Campus | Education Campus | Tilt Skillet | Vulcan | VE40 |  | X | 46-3003011
Walker-Jones Education Campus | Education Campus | Ice Machine | Koolaire | K570 |  | X | 1120019399
Walker-Jones Education Campus | Education Campus | Warmer | Winston | HA4522GE |  | X | 20090417-081
Walker-Jones Education Campus | Education Campus | Warmer | Winston | HA4522GE |  | X | 20090417-082
Walker-Jones Education Campus | Education Campus | Reach In Refrigerator | Delfield | SSRPT1GHSH86-66 |  | X | 904150000663
Walker-Jones Education Campus | Education Campus | Reach In Refrigerator | Delfield | SSRPT1GHSH87-66 |  | X | 904150000662
Walker-Jones Education Campus | Education Campus | Milk Cooler #1 | TRUE | TNC-34-S-SS |  | X | 5183898
Walker-Jones Education Campus | Education Campus | Milk Cooler #2 | TRUE | TMC-34-S-SS |  | X | 5183897
Walker-Jones Education Campus | Education Campus | Coolers Temporary Holding#2 | Delfield | KCFT-50-NU-8A |  | X | 904150000197
Walker-Jones Education Campus | Education Campus | Coolers Temporary Holding #1 | Delfield | KCFT-50-NU-8A |  | X | 904150000198
Walker-Jones Education Campus | Education Campus | Blast Chiller | Travisen | RBC100 |  | X | T37475E13
Walker-Jones Education Campus | Education Campus | Coolers Temporary Holding hot | Delfield | KH4NV-29A |  | X | 904150000195
Walker-Jones Education Campus | Education Campus | Salad Bar | Duke | TS-530-4FLM |  | X | 8112875
Walker-Jones Education Campus | Education Campus | Slicer | Hobart | 1612E |  | X | 56-912-392
Walker-Jones Education Campus | Education Campus | Walk In Refrigerator | Brown | UDS-4 |  | X | 107172-101
Walker-Jones Education Campus | Education Campus | Walk In Refrigerator | Brown | UDS-4 |  | X | 107172-102
Walker-Jones Education Campus | Education Campus | Steam Table#1 | Merco | 89615 |  | X | 9.03E+11
Walker-Jones Education Campus | Education Campus | Steam Table #2 | Merco | 89615 |  | X | 9.03E+11
Walker-Jones Education Campus | Education Campus | 3 Compartment Sink | Insinkerator | ss100-28 |  | X | 9029066214
Walker-Jones Education Campus | Education Campus | POS Table | Delfield | KCS-50 |  | X | 904150000202
Walker-Jones Education Campus | Education Campus | Custom Table | Delfield | KC-28NV |  | X | 904150000199
Walker-Jones Education Campus | Education Campus | Custom Table | Delfield | KC-28NV |  | X | 904150000196
Walker-Jones Education Campus | Education Campus | Custom Table | Delfield | KC-28NV |  | X | 904150000203
Washington Metropolitan High School | High School | Walk in Fridge | Norlake | w064291 |  | x | 94080980
Washington Metropolitan High School | High School | Milk Cooler | Precision | bmm500 |  | x | 31105
Washington Metropolitan High School | High School | Ice Machine | Manitwoc | Unidentified |  | x | Unidentified
Washington Metropolitan High School | High School | Walk In Freezer | Norlake | klf66cr |  | x | 80092
Washington Metropolitan High School | High School | Reach In Freezer | Atosa | mbf8002 |  | x | 15053c4003
Washington Metropolitan High School | High School | Convection Oven | Blodgett | Unidentified | x |  | Unidentified
Washington Metropolitan High School | High School | Reach in Fridge | Randell | 2002e |  | x | t0000046239
Washington Metropolitan High School | High School | Warmer | Metro c53 | Unidentified |  | x | Unidentified
Washington Metropolitan High School | High School | Serving Line | Randell | ranhtd43 |  | x | 16182211
Washington Metropolitan High School | High School | Serving Line | Randell | Unidentified |  | x | Unidentified
Watkins Elementary School | Elementary | Reach In Cooler | Summit | Unidentified |  | x | Unidentified
Watkins Elementary School | Elementary | Milk Cooler | Kelvinator | 1B52101872 |  | x | Unidentified
Watkins Elementary School | Elementary | Standup Cooler | Unidentified | Unidentified |  | x | Unidentified
Watkins Elementary School | Elementary | Warmer | Vulcan | C1004054 |  | x | Unidentified
Watkins Elementary School | Elementary | Serving Line Cooler Double | Unidentified | Unidentified |  | x | Unidentified
Watkins Elementary School | Elementary | Serving Line Steam | Unidentified | Unidentified |  | x | Unidentified
Watkins Elementary School | Elementary | Serving Line Flat Top | Unidentified | Unidentified |  | x | Unidentified
Watkins Elementary School | Elementary | Reach In Cooler | Summit | SCFF495 |  | x | 761101023328
Watkins Elementary School | Elementary | Reach in Cooler | Continental | 2FSS |  | x | 147A4295
Watkins Elementary School | Elementary | Walk In Freezer | Norlake | Unidentified |  | x | Unidentified
Watkins Elementary School | Elementary | Stove Double | Imperial | Unidentified |  | x | Unidentified
Watkins Elementary School | Elementary | Convection Oven | Hobart | Unidentified |  | x | Unidentified
Watkins Elementary School | Elementary | Walk In Fridge | Norlake | Unidentified |  | x | Unidentified
West Education Campus | Education Campus | Steamer | LoLo | ST-6E |  | X | J170005-1-1
West Education Campus | Education Campus | Walk In Refrigerator | TRUE | Bally |  | X | 100708
West Education Campus | Education Campus | Reach In Refrigerator | Kelvinator | KCBM48R |  | X | Unidentified
West Education Campus | Education Campus | Double Stack Oven | Norlake | 0ICVE-1 |  | X | 7325115
West Education Campus | Education Campus | Steam Table/ serving line | Wells | M00400TDM |  | X | Unidentified
West Education Campus | Education Campus | Milk Cooler | Beverage Aire | Beverage Air |  | X | Unidentified
West Education Campus | Education Campus | Warmer | Vulcan | VHFA18-1 |  | X | 52-1003697
West Education Campus | Education Campus | Milk Cooler | Kelvinator | KCMC49RW |  | x | 1B52101871
West Education Campus | Education Campus | Reach in Freezer | Continental | 2F-SS |  | x | 147A4301
West Education Campus | Education Campus | Reach in Freezer | Kelvinator | KCBM48F |  | x | Unidentified
Wheatley Education Campus | Education Campus | Steamer | Cleveland | 2ICET8 |  | X | 9062340000192
Wheatley Education Campus | Education Campus | Walk In Refrigerator | Brown | Unidentified |  | X | 5000083237
Wheatley Education Campus | Education Campus | Walk In Freezer | Brown | Unidentified |  | X | 107455102
Wheatley Education Campus | Education Campus | Convection Oven Double | Vulcan | Unidentified | X |  | 20141777
Wheatley Education Campus | Education Campus | Steam Table | TRUE | 49S-SS |  | X | 904150000881
Wheatley Education Campus | Education Campus | Milk Cooler | TRUE | TMC-49-S-SS |  | X | 5023272
Wheatley Education Campus | Education Campus | Warmer | Crescor | 4137PSUA12CRLDS |  | X | BAI167718-861
Wheatley Education Campus | Education Campus | 3 Compartment Sink | Prostainless | S000083239 |  |  | Unidentified
Whittier Education Campus | Education Campus | 2 Compartment Sink | Unidentified | Unidentified |  |  | Unidentified
Whittier Education Campus | Education Campus | 3-Compartment Sink | Unidentified | Unidentified |  |  | Unidentified
Whittier Education Campus | Education Campus | Convection Oven | Blodgett | Unidentified | x |  | 022212ZAO49B
Whittier Education Campus | Education Campus | Convection Oven | Blodgett | Unidentified | x |  | 022212ZAO48T
Whittier Education Campus | Education Campus | Dishwasher | Champion | D-HBT |  | x | D120 19635
Whittier Education Campus | Education Campus | Milk Cooler | TRUE | TMC-49-S-DS-SS |  | x | 7192257
Whittier Education Campus | Education Campus | Reach In Refrigerator 4 dr | Delfield | SSRPT-2-GHSH-I22 |  | x | 1201152000675
Whittier Education Campus | Education Campus | Steam Table | Delfield | KH-5-NU |  | x | 1201150000884
Whittier Education Campus | Education Campus | Cold plate serving line | Delfield | KCFT-60-NU |  | x | 1201150000885
Whittier Education Campus | Education Campus | Steamer | Cleveland | 24CEA10 |  | x | 1203230000273
Whittier Education Campus | Education Campus | Stove Top Range | Garland | 36E835 |  | x | 1202100101235
Whittier Education Campus | Education Campus | Walk-in Freezer | Kolpak | unidentified |  | x | 410041177A
Whittier Education Campus | Education Campus | Walk-In Refrigerator | Kolpak | unidentified |  | x | 410041177B
Whittier Education Campus | Education Campus | CVAP Warmer | Winston | HA45226E |  | x | 20120125-043
Whittier Education Campus | Education Campus | Disposal | Insinkerator | SS200-29 |  | x | 11129097375
Whittier Education Campus | Education Campus | Disposal | Insinkerator | SS200-29 |  | x | 11129097520
Woodrow Wilson High School | High School | 2 Compartment Sink | unidentified |  |  |  | Unidentified
Woodrow Wilson High School | High School | 2 DR Display Refrigerator | TRUE | GDM-61 |  | x | 6974966
Woodrow Wilson High School | High School | 2 DR Display Refrigerator | TRUE | GDM-61 |  | x | 7055747
Woodrow Wilson High School | High School | 2 DR Display Refrigerator | TRUE | GDM-61 |  | x | 6974967
Woodrow Wilson High School | High School | 2 DR Reach In Freezer | Kelvinator | KCBM48F |  | x | 9117040004?
Woodrow Wilson High School | High School | 2 DR Reach In Refrigerator | Continental | DL2RI-SA |  | x | 15162947
Woodrow Wilson High School | High School | 2 DR Reach In Refrigerator | Continental | DL2RI-SA |  | x | 15162944
Woodrow Wilson High School | High School | 3-Compartment Sink | unidentified | unidentified |  | x | Unidentified
Woodrow Wilson High School | High School | Convection Oven | Southbend | SLGB/22SC | x |  | 11F27571
Woodrow Wilson High School | High School | Convection Oven | Southbend | SLGB/22SC | x |  | 11F27571
Woodrow Wilson High School | High School | Convection Oven | Southbend | SLGB/22SC | x |  | 11F27573
Woodrow Wilson High School | High School | Convection Oven | Southbend | SLGB/22SC | x |  | 11F27571
Woodrow Wilson High School | High School | Custom SS Worktop Table | Eagle | YCOUNTER |  | x | 0394-00
Woodrow Wilson High School | High School | Deli Refrigerator | TRUE | TSSU-48-18M-B |  | x | 7092269
Woodrow Wilson High School | High School | Dishwasher | Meiko | K-44E |  | x | 30003090
Woodrow Wilson High School | High School | Disposal | Salvajor | 200 |  | x | 51478
Woodrow Wilson High School | High School | Disposal | Salvajor | 200 |  | x | 51477
Woodrow Wilson High School | High School | Ice Machine | Manitowac | B570 |  | x | 110100823
Woodrow Wilson High School | High School | Reach Temp Holding Refrigerator | Delfied | T14D |  | x | 000L0103003
Woodrow Wilson High School | High School | Refrigerator Cold Serving Line | Delfield | N8156B |  | x | 1105150000128
Woodrow Wilson High School | High School | Refrigerator Cold Serving Line | Delfield | N8156B |  | x | 1105150000128
Woodrow Wilson High School | High School | Refrigerator Cold Serving Line | Delfield | N8156B |  | x | 1105150000128
Woodrow Wilson High School | High School | Refrigerator Cold Serving Line | Delfield | N8156B |  | x | 1105150000153
Woodrow Wilson High School | High School | Steam Table | Hatco | ? |  | x | Unidentified
Woodrow Wilson High School | High School | Steamer | Cleveland | 24CGA10 |  | x | 1105230000375
Woodrow Wilson High School | High School | Stovetop 8 Burner Range | Southbend | P48N-BBBB |  | x | 11F27395
Woodrow Wilson High School | High School | Stovetop Grill | Southbend | P36N-CCC |  | x | 11F27389
Woodrow Wilson High School | High School | Tilt Kettle | Cleveland | TKET-12-T |  | x | 110223056019
Woodrow Wilson High School | High School | Walk-in Freezer | TAFCO | 8-14-F-RSA |  | x | 11-764-TB
Woodrow Wilson High School | High School | Walk-in Refrigerator | TAFCO | 12-14-C-RSA |  | x | 10-764-TB
Woodrow Wilson High School | High School | Warmer | Vulcan | VHFA18-1 |  | x | 52-1003757
Woodrow Wilson High School | High School | Warmer | Vulcan | VBP151-1 |  | x | CF-1004095
Woodson | High School | Ice Machine | Manitwoc | b570 |  | x | 1101007941
Woodson | High School | Food Processer | Hobart | 84186 |  | x | 561327968
Woodson | High School | Walk in Freezer | Themo Kool | 53687 |  | x | tk3476wfrr
Woodson | High School | Walk in Fridge | Themo Kool | 53687 |  | x | tk3476wfrr
Woodson | High School | Convection Oven | Southbend | slgs228c | x |  | 11f27723
Woodson | High School | Convection Oven | Southbend | slgs228c | x |  | 11f27725
Woodson | High School | Convection Oven | Southbend | slgs228c | x |  | 11f27721
Woodson | High School | Pizza Maker | Nu Vu | pma5118 |  | x | 59430010411
Woodson | High School | Steamer | Southbend | sx55ec |  | x | 843756gg2549
Woodson | High School | Soup Kettle | Southbend | kectc12 |  | x | 843756gg2545
Woodson | High School | Stove | Southbend | nsn | x |  | Unidentified
Woodson | High School | Tilt Skillet | cleveland | Unidentified |  | x | Unidentified
Woodson | High School | Warmer | Continental | dl2wesspthdgd |  | x | 15150169
Woodson | High School | Warmer | Continental | dl2wesspthdgd |  | x | 15150170
Woodson | High School | Warmer | Continental | dl2wesspthdgd |  | x | 15150168
Woodson | High School | Reach in Fridge | Continental | dl2kscpthdqd |  | x | 15159268
Woodson | High School | Reach in Fridge | Continental | dl2kscpthdqd |  | x | 15159269
Woodson | High School | Dish Machine | Meiko | Unidentified |  | x | Unidentified
Woodson | High School | Reach in Fridge | Federal Industries | rssm578sc3 |  | x | 10419650441
Woodson | High School | Reach in Fridge | Federal Industries | rssm578sc3 |  | x | 10419650443
Woodson | High School | Reach in Fridge | Federal Industries | rssm578sc3 |  | x | 10419650444
Woodson | High School | Reach in Fridge | Federal Industries | rssm578sc3 |  | x | 10419650442
Woodson | High School | Heat Display | Hatco | Unidentified |  | x | Unidentified
Woodson | High School | Heat Display | Hatco | Unidentified |  | x | Unidentified
Woodson | High School | Heat Display | Hatco | Unidentified |  | x | Unidentified
Woodson | High School | Heat Display | Hatco | Unidentified |  | x | Unidentified
Woodson | High School | Cold Display | APW | cw2 |  | x | 200091012042
Woodson | High School | Cold Display | APW | cw2 |  | x | 200091012001
Woodson | High School | Cold Display | APW | cw2 |  | x | 200091101006
Woodson | High School | Cold Display | apw | cw2 |  | x | 2000911010104
Woodson | High School | Salad Bar | Continental | sw6016 |  | x | 15157944
Woodson | High School | Heat Display | Hatco | grds60d |  | x | 8811001120